## Detail
Legend
Sort 1
Sort 2
Ignore
Line Item
Instructions
Below is a list of line items that needs to be converted into the syntax seen on the sample_format.json file (see screenshot to the right). Please ignore records with zero total cost. Once complete, we will review your process & results
| description | quantity | uom | labor | material | unit_cost | total
| GENERAL REQUIREMENTS | [5 empty] | 154100
| General Trade Requirements | [5 empty] | 154100
| Final Cleaning |  | SF |  | 2 | 2 | 0
| Final Cleaning (By Unit) | 1 | UN |  | 865 | 865 | 0
| Police Details (not covered by trades) | 40 | HR |  | 65 | 65 | 2600
| Survey and Layout | 33 | DY |  | 1500 | 1500 | 49500
| Penetration Mapping / Layout | 1 | LS |  | 15000 | 15000 | 0
| MEP Coordination | 1 | LS |  | 50000 | 50000 | 25000
| Waterproofing / Envelope Consultant | 1 | LS |  | 35000 | 35000 | 0
| Dumpster (By Unit) | 1 | UN |  | 1200 | 1200 | 0
| Dumpster | 9 | EA |  | 1200 | 1200 | 10800
| Trash Chute | 1 | EA |  | 4000 | 4000 | 0
| Daily Cleaning | 0 | WK |  | 1800 | 1800 | 0
| Mockups | 1 | LS |  | 0 | 0 | 0
| Multi Trade and Misc. Scaffolding | 1 | LS |  | 0 | 0 | 0
| Crane Rental | 1 | LS |  | 0 | 0 | 0
| Personnel Hoisting | 1 | LS |  | 0 | 0 | 0
| Utility Company Charges | 1 | LS |  | 25000 | 25000 | 25000
| Municipal Connection Charges | 1 | LS |  | 40000 | 40000 | 40000
| Construction Sign | 1 | LS |  | 1200 | 1200 | 1200
[6 empty] | 0 | 0
| COVID - 19 | [5 empty] | 0
| COVID 19 WORKSHEET COSTS | 1 | LS |  | 149385.8445 | 149385.8445 | 0
|  | 1 | LS |  | 0 | 0 | 0
|  | 1 | LS |  | 0 | 0 | 0
|  | 1 | LS |  | 0 | 0 | 0
|  | 1 | LS |  | 0 | 0 | 0
| HazMat | [5 empty] | 0
| HAZMAT SUBCONTRACTOR LUMPSUM | 1 | LS |  | 0 | 0 | 0
|  | 1 | LS |  | 0 | 0 | 0
|  | 1 | LS |  | 0 | 0 | 0
|  | 1 | LS |  | 0 | 0 | 0
|  | 1 | LS |  | 0 | 0 | 0
| Abrasive Blasting | [5 empty] | 0
| ABRASIVE BLASTING SUBCONTRACTOR LUMPSUM | 1 | LS |  | 0 | 0 | 0
|  | 1 | LS |  | 0 | 0 | 0
|  | 1 | LS |  | 0 | 0 | 0
|  | 1 | LS |  | 0 | 0 | 0
|  | 1 | LS |  | 0 | 0 | 0
| SITE CONSTRUCTION | [5 empty] | 3772982.04
| Building Demolition | [5 empty] | 0
| BUILDING DEMOLITION SUBCONTRACTOR LUMPSUM | 1 | LS |  | 0 | 0 | 0
|  | 1 | LS |  | 0 | 0 | 0
|  | 1 | LS |  | 0 | 0 | 0
|  | 1 | LS |  | 0 | 0 | 0
|  | 1 | LS |  | 0 | 0 | 0
| Selective Interior Demolition | [5 empty] | 0
| SELECTIVE DEMOLITION SUBCONTRACTOR LUMPSUM | 1 | LS |  | 0 | 0 | 0
|  | 1 | LS |  | 0 | 0 | 0
|  | 1 | LS |  | 0 | 0 | 0
|  | 1 | LS |  | 0 | 0 | 0
|  | 1 | LS |  | 0 | 0 | 0
| Earthwork | [5 empty] | 3033617.04
| EARTHWORK SUBCONTRACTOR LUMPSUM | 1 | LS |  |  | 0 | 2521500
| Construction Fence | 2332 | LF |  | 30 | 30 | 69960
| Provide all field survey and layout (all control by others) | 20 | DAYS |  | 1500 | 1500 | 0
| Provide a crushed stone construction trailer pad. | 1 | EA |  | 5000 | 5000 | 5000
| GEOTECHNICAL REPORT (APPENDIX A) | 1 | LS |  | 0 | 0 | 0
| SITE CLEARING | 1 | LS |  | 0 | 0 | 0
| Clear and grub site as required | 3.9083 | ACRE |  | 8500 | 8500 | 0
| EARTH MOVING | 1 | LS |  | 0 | 0 | 0
| Loam Strip | 7067 | CYDS |  | 8 | 8 | 0
| Loam Spread | 0 | CYDS |  | 15 | 15 | 0
| Loam Export | 7067 | CYDS |  | 8 | 8 | 0
| Cut | 5531 | CYDS |  | 8 | 8 | 0
| Fill | 5576 | CYDS |  | 4 | 4 | 0
| Import/Export | 7248.8 | TNS |  | 17 | 17 | 0
| Clean Imported Fill Material | 1000 | CYDS |  | 76.68 | 76.68 | 76680
| Screen Topsoil | 1 | LS |  | 35000 | 35000 | 35000
| Rough grade site to proposed sub-grade to include cutting and filling as required using onsite materials | 0 | SF |  | 0.5 | 0.5 | 0
| Localized dewatering only | 1 | LS |  | 5000 | 5000 | 5000
| Excavate and backfill for building basement foundation walls and footings. | 2603 | CYDS |  | 15 | 15 | 0
| Excavate and backfill for building foundation frost walls and footings. | 1040 | CYDS |  | 15 | 15 | 0
| Excavate for full basement. | 3864 | CYDS |  | 15 | 15 | 0
| Excavate for crawl space | 1156 | CYDS |  | 15 | 15 | 0
| Excavate and backfill for sonotubes at porch | 41 | EA |  | 250 | 250 | 0
| F&I 6" of gravel below slabs with radon piping. | 1 | LS |  | 46500 | 46500 | 0
| Excavate and backfill for interior plumbing trench to include sand bedding. | 600 | LF |  | 33 | 33 | 0
| ROCK REMOVAL | 1 | LS |  | 0 | 0 | 0
| Large Boulder Removal (10 Large Boulders) | 10 | EA |  | 562.2 | 562.2 | 5622
| EROSION AND SEDIMENTATION CONTROLS | 1 | LS |  | 0 | 0 | 0
| Furnish, install, maintain and remove erosion/sediment control measures. | 2942 | LF |  | 10 | 10 | 0
| Furnish and install Construction entrances and maintenance | 1 | EA |  | 2500 | 2500 | 0
| AGGREGATE BASE COURSES | 1 | LS |  | 0 | 0 | 0
| ASPHALT PAVING | 1 | LS |  | 0 | 0 | 0
| Drive and Parking | 1 | LS |  | 0 | 0 | 0
| 12" Gravel Base | 1827.1556 | TON |  | 70 | 70 | 0
| 3.5" Bituminous Concrete Drive and Parking | 880.95 | TNS |  | 300 | 300 | 0
| Bituminous Concrete Patch | 1 | LS |  | 0 | 0 | 0
| Sawcut Bituminous Concrete | 500 | LF |  | 3 | 3 | 0
| Bituminous Concrete Patch | 10 | TNS |  | 300 | 300 | 0
| Pavement Markings | 1 | LS |  | 0 | 0 | 0
| Pavement markings, HC stall | 5 | EA |  | 80 | 80 | 0
| Pavement markings, standard stall | 65 | EA |  | 40 | 40 | 0
| Pavement markings, crosswalk, fire lane and van parking | 1000 | SF |  | 2.5 | 2.5 | 0
| Traffic Signage | 1 | LS |  | 0 | 0 | 0
| Traffic Control Signs | 10 | EA |  | 481 | 481 | 0
| STABILIZED SOIL | 1 | LS |  | 0 | 0 | 0
| Stabilized Stone dust Walks | 1 | LS |  | 0 | 0 | 0
| 6" Gravel Base | 252 | TON |  | 70 | 70 | 0
| 3" of Stabilized Stone dust w/ Steel Edging and Filter Fabric | 9701 | SF |  | 13.3 | 13.3 | 129023.3
| PAVEMENT MARKINGS | 1 | LS |  | 0 | 0 | 0
| TACTILE WARNING SURFACE | 1 | LS |  | 0 | 0 | 0
| PRECAST MODULAR BLOCK RETAINING WALL | 1 | LS |  | 0 | 0 | 0
| Furnish and install segmented retaining wall | 120 | SF |  | 85 | 85 | 10200
| SEWER MANHOLES TESTING | 1 | LS |  | 0 | 0 | 0
| MANHOLES AND STRUCTURES | 1 | LS |  | 0 | 0 | 0
| PVC DRAIN BASINS | 1 | LS |  | 0 | 0 | 0
| SITE WATER UTILITY DISTRIBUTION | 1 | LS |  | 0 | 0 | 0
| WATER SERVICE CONNECTIONS | 1 | LS |  | 0 | 0 | 0
| Connect to existing water line for new water service | 2 | EA |  | 7500 | 7500 | 0
| Furnish and install water pipe and trench bedding. | 1554 | LF |  | 121 | 121 | 0
| Furnish and install fire service line and trench bedding assumed same location as water line | 351 | LF |  | 121 | 121 | 0
| Furnish and install hydrants | 3 | EA |  | 7500 | 7500 | 0
| DISINFECTING OF WATER UTILITY DISTRIBUTION | 1 | LS |  | 0 | 0 | 0
| SANITARY UTILITY SEWERAGE PIPING | 1 | LS |  | 0 | 0 | 0
| Sewer Connection at Street. | 1 | EA |  | 10000 | 10000 | 0
| Furnish and install force main and trench bedding. | 161 | LF |  | 43 | 43 | 0
| Furnish and install sewer pipe and trench bedding. | 1497 | LF |  | 121 | 121 | 0
| Furnish and install sewer manhole with ring and cover. | 6 | EA |  | 5400 | 5400 | 0
| Furnish and install precast pump chamber with ring and cover. | 1 | EA |  | 25000 | 25000 | 0
| Furnish and install locking hatch. | 1 | EA |  | 8645 | 8645 | 0
| Furnish and install precast riser. | 1 | EA |  | 865 | 865 | 0
| Furnish and install duplex grinder pumps with control panel. | 1 | EA |  | 30000 | 30000 | 0
| Furnish and install gravel bed per detail. | 1 | LS |  | 36500 | 36500 | 36500
| STORM DRAINAGE PIPING | 1 | LS |  | 0 | 0 | 0
| Storm Drainage System | 1 | LS |  | 573667 | 573667 | 0
| Bioretention Fields | 1 | LS |  | 22882.02 | 22882.02 | 22882.02
| Sediment Forebays | 1 | LS |  | 6130.72 | 6130.72 | 6130.72
| Plantable Concrete Pavers for Sediment Forebay | 71 | SF |  | 139 | 139 | 9869
| BIORETENTION | 1 | LS |  | 0 | 0 | 0
| STORM DRAINAGE RETENTION STRUCTURES | 1 | LS |  | 0 | 0 | 0
| SITE ELECTRICAL | 1 | LS |  | 0 | 0 | 0
| Excavate and backfill with onsite material for electrical service. | 1634 | LF |  | 34 | 34 | 0
| Furnish and install 6" processed sand around conduits. | 1 | LS |  | 9000 | 9000 | 9000
| Furnish and install electric manhole with ring and cover. | 5 | EA |  | 3650 | 3650 | 18250
| Furnish and install duct bank for electrical service only. | 171 | CYDS |  | 375 | 375 | 0
| Furnish and install gravel base for transformer pad | 6 | CYDS |  | 55 | 55 | 0
| Furnish and install 5'x5' precast concrete transformer pad. | 6 | EA |  | 1500 | 1500 | 9000
| Furnish and install 6" diameter steel pipe bollards for transformer pad. | 24 | EA |  | 500 | 500 | 12000
| Furnish and install precast light pole bases | 12 | EA |  | 1500 | 1500 | 18000
| Excavate and backfill with onsite material for site lighting in an around the property / parking lot | 1000 | LF |  | 34 | 34 | 34000
0
| Special Foundation (Piles/Surcharge/etc.) | [5 empty] | 0
| SPECIAL FOUNDATION (PILES/SURCHARGE/ETC) SUBCONTRACTOR LUMPSUM | 1 | LS |  | 0 | 0 | 0
|  | 1 | LS |  | 0 | 0 | 0
|  | 1 | LS |  | 0 | 0 | 0
|  | 1 | LS |  | 0 | 0 | 0
|  | 1 | LS |  | 0 | 0 | 0
| Site Fencing | [5 empty] | 82890
| FENCES AND GATES | 1 | LS |  | 0 |  | 0
| Furnish and install chain link fence. | 69 | LF |  | 150 | 150 | 10350
| Furnish and install wood split rail fence. | 575 | LF |  | 70 | 70 | 0
| Furnish and install dumpster enclosure. | 122 | LF |  | 170 | 170 | 0
[6 empty] | 0 | 0
| Site Furnishings | [5 empty] | 88200
| SITE FURNISHING SUBCONTRACTOR LUMPSUM | 1 | LS |  | 0 | 0 | 0
[6 empty] | 0 | 0
| Furnish and install bike racks | 3 | EA |  | 1000 | 1000 | 3000
| Furnish and install boardwalk. | 142 | LF |  | 600 | 600 | 85200
[6 empty] | 0 | 0
| Landscape & Hardscape | [5 empty] | 568275
| LANDSCAPE GRADING | 1 | LS |  | 0 |  | 0
| SEEDING | 1 | LS |  | 0 |  | 0
| Seed Mix 1 - New England Native Warm Season Grass Mix | 0 | SF |  | 0.2477 |  | 0
| Seed Mix 2 - Colonial Seed - Harmony Mix with Clover | 0 | SF |  | 0.27105 |  | 0
| Loam for Lawns | 1 | LS |  | 0 |  | 0
| Harmony Mix Soil | 0 | CY |  | 0 |  | 0
| Stabilizer Mix Soil | 0 | CY |  | 0 |  | 0
| Upland Mix Soil | 0 | CY |  | 0 |  | 0
| Erosion Control Blanket | 0 | SF |  | 1.383 |  | 0
| PLANTS | 1 | LS |  | 0 |  | 0
| Plantings | 1 | LS |  | 0 |  | 0
| Bioretention Plants Mix | 1 | LS |  | 0 |  | 0
| Plant Material Maintenance | 1 | LS |  | 0 |  | 0
| Loam for Plantings | 1 | LS |  | 0 |  | 0
| Plant Bed Soil | 0 | CY |  | 0 |  | 0
| Bioretention Soil | 0 | CY |  | 0 |  | 0
| HARDSCAPE | 1 | LS |  | 0 |  | 0
| Permeable Pavers | 0 | SF |  | 37.4875 |  | 0
| Dense Grade Path | 0 | SF |  | 5.8571 |  | 0
| Drip Edge | 0 | SF |  | 7.4907 |  | 0
| Plantable Concrete Paver at Sediment Forebay | 0 | SF |  | 52.6914 |  | 0
0
| CONCRETE | [5 empty] | 1396314.4242
| CIP Concrete | [5 empty] | 1199314.4242
[6 empty] | 0 | 0
| 6-UNIT BUILDINGS (5-C, 6-C, 8-C, 9-C) |  |  |  |  | 0 | 0
| Labor |  |  |  |  | 0 | 0
| Formwork |  |  |  |  | 0 | 0
| Spread Footings | 24 | SFCA |  | 13.207 | 13.207 | 0
| Piers | 19.7222 | SFCA |  | 12.9 | 12.9 | 0
| Continuous Footings | 498.01 | SFCA |  | 13.207 | 13.207 | 0
| Frost Walls | 528.3583 | SFCA |  | 12.9001 | 12.9001 | 0
| Foundation Walls | 2849.0333 | SFCA |  | 12.9001 | 12.9001 | 0
| Curb Wall | 121.2733 | SFCA |  | 12.9001 | 12.9001 | 0
| Install Rigid Insulation at Foundation Walls | 1689 | SF |  | 2 | 2 | 13512
| Install Sonotubes at Porches | 10 | EA |  | 250 | 250 | 0
| Install Sonotubes at Porches (2 Extra at Building 9-C) | 2 | EA |  | 250 | 250 | 0
[6 empty] | 0 | 0
| Flatwork |  |  |  |  | 0 | 0
| Slab-On-Grade 4" | 971 | SF |  | 3.55 | 3.55 | 0
| Install Vapor Barrier | 971 | SF |  | 0 | 0 | 0
| Install Rigid Insulation Under SOG (2 layers) | 1942 | SF |  | 3 | 3 | 23304
| Pumping | 1 | DY |  | 1450 | 1450 | 5800
[6 empty] | 0 | 0
| Tie Rebar |  |  |  |  | 0 | 0
| Install Rebar | 2.45 | TNS |  | 1200 | 1200 | 11760
| Place Mesh at SOG | 971 | SF |  | 0.6 | 0.6 | 0
[6 empty] | 0 | 0
| Place Concrete in Forms |  |  |  |  | 0 | 0
| Place Spread Footings | 0.66667 | CYDS |  | 50 | 50 | 0
| Place Piers | 0.13925 | CYDS |  | 50 | 50 | 0
| Place Wall Footings | 15.4241 | CYDS |  | 50 | 50 | 0
| Place Frost Walls | 6.5229 | CYDS |  | 50 | 50 | 0
| Place Foundation Walls | 35.1733 | CYDS |  | 50 | 50 | 0
| Place Curb Wall | 1.1229 | CYDS |  | 50 | 50 | 0
| Place Porch Post Footings | 1.4437 | CYDS |  | 50 | 50 | 0
| Pumping | 2 | DY |  | 1450 | 1450 | 11600
[6 empty] | 0 | 0
| Materials |  |  |  |  | 0 | 0
| Concrete |  |  |  |  | 0 | 0
| Ready-mix Concrete - 3,000 Psi at Footings, Stem Walls and Grade Beams | 19.2879 | CY |  | 205 | 205 | 15816.0918
| Ready-mix Concrete - 4,000 Psi at Foundation Walls, Pile Caps and Mats | 47.2542 | CY |  | 237.5 | 237.5 | 44891.4694
| Ready-mix Concrete - 4,000 Psi at Slab On Grade | 13.1864 | CY |  | 237.5 | 237.5 | 12527.0988
| Additives | 60.4406 | CY |  | 13.75 | 13.75 | 3324.2329
[6 empty] | 0 | 0
| Rebar |  |  |  |  | 0 | 0
| Rebar | 2.45 | TNS |  | 1603.5714 | 1603.5714 | 15715
| Mesh | 971 | SF |  | 0.38 | 0.38 | 0
[6 empty] | 0 | 0
| Miscellaneous |  |  |  |  | 0 | 0
| Vapor Barrier Under SOG | 971 | SF |  | 0.26429 | 0.26429 | 1026.4857
| Expansion Control - 3/8" Compressible Filler | 228 | LF |  | 0.36 | 0.36 | 328.32
| 2" Rigid Insulation at Foundation Walls | 1689 | SF |  | 2.2959 | 2.2959 | 15511.3538
| 2" Rigid Insulation at SOG | 1942 | SF |  | 2.2959 | 2.2959 | 17834.8425
| Furnish Sonotubes and Associated Materials at Porches | 10 | EA |  | 250 | 250 | 10000
| Accessories | 971 | SF |  | 0.35 | 0.35 | 1359.4
0
| 3-UNIT BUILDINGS (1-B, 2-B, 3-B, 4-B) |  |  |  |  | 0 | 0
| Labor |  |  |  |  | 0 | 0
| Formwork |  |  |  |  | 0 | 0
| Spread Footings | 60.4444 | SFCA |  | 13.207 | 13.207 | 0
| Interior Piers | 20.944 | SFCA |  | 12.9 | 12.9 | 0
| Continuous Footings | 401.55 | SFCA |  | 13.207 | 13.207 | 0
| Frost Walls | 503.9967 | SFCA |  | 12.9001 | 12.9001 | 0
| Foundation Walls | 2354.8333 | SFCA |  | 12.9001 | 12.9001 | 0
| Curb Wall | 27.42 | SFCA |  | 12.9001 | 12.9001 | 0
| Install Rigid Insulation at Foundation Walls | 1429 | SF |  | 2 | 2 | 11432
| Install Sonotubes at Porches | 7 | EA |  | 250 | 250 | 0
| Install Sonotubes at Porches (2 Extra at Building 4-B) | 2 | EA |  | 250 | 250 | 0
[6 empty] | 0 | 0
| Flatwork |  |  |  |  | 0 | 0
| Slab-On-Grade 4" | 719 | SF |  | 3.55 | 3.55 | 0
| Install Vapor Barrier | 719 | SF |  | 0 | 0 | 0
| Install Rigid Insulation Under SOG (2 layers) | 1438 | SF |  | 3 | 3 | 17256
| Pumping | 1 | DY |  | 1450 | 1450 | 5800
[6 empty] | 0 | 0
| Tie Rebar |  |  |  |  | 0 | 0
| Install Rebar | 2.05 | TNS |  | 1200 | 1200 | 9840
| Place Mesh at SOG | 719 | SF |  | 0.6 | 0.6 | 0
[6 empty] | 0 | 0
| Place Concrete in Forms |  |  |  |  | 0 | 0
| Place Spread Footings | 1.4023 | CYDS |  | 50 | 50 | 0
| Place Piers | 0.54154 | CYDS |  | 50 | 50 | 0
| Place Wall Footings | 12.3935 | CYDS |  | 50 | 50 | 0
| Place Frost Walls | 6.2222 | CYDS |  | 50 | 50 | 0
| Place Foundation Walls | 29.072 | CYDS |  | 50 | 50 | 0
| Place Curb Wall | 0.25389 | CYDS |  | 50 | 50 | 0
| Place Porch Post Footings | 1.0106 | CYDS |  | 50 | 50 | 0
| Pumping | 2 | DY |  | 1450 | 1450 | 11600
[6 empty] | 0 | 0
| Materials |  |  |  |  | 0 | 0
| Concrete |  |  |  |  | 0 | 0
| Ready-mix Concrete - 3,000 Psi at Footings, Stem Walls and Grade Beams | 16.287 | CY |  | 205 | 205 | 13355.3269
| Ready-mix Concrete - 4,000 Psi at Foundation Walls, Pile Caps and Mats | 39.6986 | CY |  | 237.5 | 237.5 | 37713.6618
| Ready-mix Concrete - 4,000 Psi at Slab On Grade | 9.7642 | CY |  | 237.5 | 237.5 | 9275.9877
| Additives | 49.4628 | CY |  | 13.75 | 13.75 | 2720.4534
[6 empty] | 0 | 0
| Rebar |  |  |  |  | 0 | 0
| Rebar | 2.05 | TNS |  | 1603.5366 | 1603.5366 | 13149
| Mesh | 719 | SF |  | 0.38 | 0.38 | 0
[6 empty] | 0 | 0
| Miscellaneous |  |  |  |  | 0 | 0
| Vapor Barrier Under SOG | 719 | SF |  | 0.26429 | 0.26429 | 760.0857
| Expansion Control - 3/8" Compressible Filler | 197 | LF |  | 0.36 | 0.36 | 283.68
| 2" Rigid Insulation at Foundation Walls | 1429 | SF |  | 2.2959 | 2.2959 | 13123.5788
| 2" Rigid Insulation at SOG (2 layers) | 1438 | SF |  | 2.2959 | 2.2959 | 13206.2325
| Furnish Sonotubes & associated materials at Porches | 9 | EA |  | 250 | 250 | 9000
| Accessories | 719 | SF |  | 0.35 | 0.35 | 1006.6
0
| HOMEOWNERSHIP (10-A, 11-A) |  |  |  |  | 0 | 0
| Labor |  |  |  |  | 0 | 0
| Formwork |  |  |  |  | 0 | 0
| Spread Footings | 24 | SFCA |  | 13.207 | 13.207 | 633.9381
| Interior Piers | 20.944 | SFCA |  | 12.9 | 12.9 | 540.3539
| Continuous Footings | 464.14 | SFCA |  | 13.207 | 13.207 | 12259.8341
| Foundation Walls | 3812.6333 | SFCA |  | 12.9001 | 12.9001 | 98366.7524
| Curb Wall | 61.21 | SFCA |  | 12.9001 | 12.9001 | 1579.231
| Install Rigid Insulation at Foundation Walls | 1906.3167 | SF |  | 2 | 2 | 7625.2667
| Install Sonotubes at Porches | 12 | EA |  | 250 | 250 | 6000
[6 empty] | 0 | 0
| Flatwork |  |  |  |  | 0 | 0
| Slab-On-Grade 4" | 1372 | SF |  | 3.55 | 3.55 | 9741.2
| Install Vapor Barrier | 1372 | SF |  | 0 | 0 | 0
| Install Rigid Insulation Under SOG (2 layers) | 2744 | SF |  | 3 | 3 | 16464
| Pumping | 1 | DY |  | 1450 | 1450 | 2900
[6 empty] | 0 | 0
| Tie Rebar |  |  |  |  | 0 | 0
| Install Rebar | 2.55 | TNS |  | 1200 | 1200 | 6120
| Place Mesh at SOG | 1372 | SF |  | 0.6 | 0.6 | 0
[6 empty] | 0 | 0
| Place Concrete in Forms |  |  |  |  | 0 | 0
| Place Spread Footings | 0.66667 | CYDS |  | 50 | 50 | 66.6667
| Place Piers | 0.029089 | CYDS |  | 50 | 50 | 2.9089
| Place Wall Footings | 14.707 | CYDS |  | 50 | 50 | 1470.7037
| Place Foundation Walls | 47.0695 | CYDS |  | 50 | 50 | 4706.9547
| Place Curb Wall | 0.56676 | CYDS |  | 50 | 50 | 56.6759
| Place Porch Post Footings | 1.7324 | CYDS |  | 50 | 50 | 173.2401
| Pumping | 2 | DY |  | 1450 | 1450 | 5800
[6 empty] | 0 | 0
| Materials |  |  |  |  | 0 | 0
| Concrete |  |  |  |  | 0 | 0
| Ready-mix Concrete - 3,000 Psi at Footings, Stem Walls and Grade Beams | 18.8167 | CY |  | 205 | 205 | 7714.8532
| Ready-mix Concrete - 4,000 Psi at Foundation Walls, Pile Caps and Mats | 52.4319 | CY |  | 237.5 | 237.5 | 24905.1691
| Ready-mix Concrete - 4,000 Psi at Slab On Grade | 18.6321 | CY |  | 237.5 | 237.5 | 8850.2469
| Additives | 71.064 | CY |  | 13.75 | 13.75 | 1954.2609
[6 empty] | 0 | 0
| Rebar |  |  |  |  | 0 | 0
| Rebar | 2.55 | TNS |  | 1603.5294 | 1603.5294 | 8178
| Mesh | 1509.2 | SF |  | 0.38 | 0.38 | 0
[6 empty] | 0 | 0
| Miscellaneous |  |  |  |  | 0 | 0
| Vapor Barrier Under SOG | 1509 | SF |  | 0.26429 | 0.26429 | 797.6143
| Expansion Control - 3/8" Compressible Filler | 214 | LF |  | 0.36 | 0.36 | 154.08
| 2" Rigid Insulation at Foundation Walls | 2097 | SF |  | 2.2959 | 2.2959 | 9629.1619
| 2" Rigid Insulation at SOG (2 layers) | 3018 | SF |  | 2.2959 | 2.2959 | 13858.2787
| Furnish Sonotubes & associated materials at Porches | 12 | EA |  | 250 | 250 | 6000
| Accessories | 1372 | SF |  | 0.35 | 0.35 | 960.4
0
| COMMUNITY BUILDING |  |  |  |  | 0 | 0
| Labor |  |  |  |  | 0 | 0
| Formwork |  |  |  |  | 0 | 0
| Continuous Footings | 222.05 | SFCA |  | 13.207 | 13.207 | 0
| Frost Walls | 1066.64 | SFCA |  | 12.9001 | 12.9001 | 0
| Install Rigid Insulation at Foundation Walls | 533.32 | SF |  | 2 | 2 | 1066.64
| Install Sonotubes at Porches | 10 | EA |  | 250 | 250 | 0
[6 empty] | 0 | 0
| Flatwork |  |  |  |  | 0 | 0
| Slab-On-Grade 4" | 1002 | SF |  | 3.55 | 3.55 | 0
| Slab-On-Grade 4" at Bike Shelter | 163 | SF |  | 3.55 | 3.55 | 0
| Install Vapor Barrier | 1002 | SF |  | 0 | 0 | 0
| Install Rigid Insulation Under SOG (2 layers) | 2004 | SF |  | 3 | 3 | 6012
| Pumping | 1 | DY |  | 1450 | 1450 | 1450
[6 empty] | 0 | 0
| Tie Rebar |  |  |  |  | 0 | 0
| Install Rebar | 1 | TNS |  | 1200 | 1200 | 1200
| Place Mesh at SOG | 1002 | SF |  | 0.6 | 0.6 | 0
[6 empty] | 0 | 0
| Place Concrete in Forms |  |  |  |  | 0 | 0
| Place Wall Footings | 6.8534 | CYDS |  | 50 | 50 | 0
| Place Frost Walls | 13.1684 | CYDS |  | 50 | 50 | 0
| Place Porch Post Footings | 1.4437 | CYDS |  | 50 | 50 | 0
| Pumping | 2 | DY |  | 1450 | 1450 | 2900
[6 empty] | 0 | 0
| Materials |  |  |  |  | 0 | 0
| Concrete |  |  |  |  | 0 | 0
| Ready-mix Concrete - 3,000 Psi at Footings, Stem Walls and Grade Beams | 9.1268 | CY |  | 205 | 205 | 1870.9876
| Ready-mix Concrete - 4,000 Psi at Foundation Walls, Pile Caps and Mats | 14.4852 | CY |  | 237.5 | 237.5 | 3440.2432
| Ready-mix Concrete - 4,000 Psi at Slab On Grade | 17.4308 | CY |  | 237.5 | 237.5 | 4139.8046
| Additives | 31.916 | CY |  | 13.75 | 13.75 | 438.8449
[6 empty] | 0 | 0
| Rebar |  |  |  |  | 0 | 0
| Rebar | 1 | TNS |  | 1604 | 1604 | 1604
| Mesh | 1102.2 | SF |  | 0.38 | 0.38 | 0
[6 empty] | 0 | 0
| Miscellaneous |  |  |  |  | 0 | 0
| Vapor Barrier Under SOG | 1102 | SF |  | 0.26429 | 0.26429 | 291.2429
| Expansion Control - 3/8" Compressible Filler | 144 | LF |  | 0.36 | 0.36 | 51.84
| 2" Rigid Insulation at Foundation Walls | 587 | SF |  | 2.2959 | 2.2959 | 1347.7153
| 2" Rigid Insulation at SOG (2 layers) | 2204 | SF |  | 2.2959 | 2.2959 | 5060.2463
| Furnish Sonotubes & associated materials at Porches | 10 | EA |  | 250 | 250 | 2500
| Accessories | 1002 | SF |  | 0.35 | 0.35 | 350.7
0
| SITEWORK |  |  |  |  | 0 | 0
| Labor |  |  |  |  | 0 | 0
| Formwork |  |  |  |  | 0 | 0
| Safety and Equipment Bollards | 32 | EA |  |  | 0 | 0
| Fall Protection Anchor at Sewage Lift Station (1' dia. X 3' dp) | 1 | EA |  |  | 0 | 0
| Traffic Signs | 22 | EA |  |  | 0 | 0
| Ductbank - Form and pour | 2548 | SF |  | 6.6035 | 6.6035 | 16825.7731
[6 empty] | 0 | 0
| Flatwork |  |  |  |  | 0 | 0
| Concrete Sidewalks 4" - Form, place and finish | 210 | SF |  | 10 | 10 | 2100
| Dumpster Pad - Form, place and finish | 414 | SF |  | 15.5 | 15.5 | 6417
| Transformer Pads - Form, place and finish | 196 | SF |  | 15.5 | 15.5 | 3038
| Generator Pads - Form, place and finish | 29 | SF |  | 15.5 | 15.5 | 449.5
| Electric & Pump Pad - Form, place and finish | 14 | SF |  | 15.5 | 15.5 | 217
[6 empty] | 0 | 0
| Tie Rebar |  |  |  |  | 0 | 0
| Install Rebar | 1.1 | TNS |  | 1200 | 1200 | 1320
| Place Mesh | 863 | SF |  | 0.6 | 0.6 | 517.8
[6 empty] | 0 | 0
| Place Concrete in Forms |  |  |  |  | 0 | 0
| Place Bollards, Anchor, Traffic Sign | 0 | CYDS |  | 50 | 50 | 484.3289
| Place Ductbank | 0 | CYDS |  | 50 | 50 | 9436.8889
[6 empty] | 0 | 0
| Materials |  |  |  |  | 0 | 0
| Concrete |  |  |  |  | 0 | 0
| Ready-mix Concrete - 4,000 Psi | 0 | CY |  | 237.5 | 237.5 | 50676.5559
| ADA Detectable Warning Pad | 12 | EA |  | 250 | 250 | 3000
[6 empty] | 0 | 0
| Rebar |  |  |  |  | 0 | 0
| Rebar | 1.1 | TNS |  | 1603.6364 | 1603.6364 | 1764
| Mesh | 949 | SF |  | 0.38 | 0.38 | 360.62
0
| Cementitious Underlayment | [5 empty] | 197000
[6 empty] | 0 | 0
| 6-UNIT BUILDINGS (5-C, 6-C, 8-C, 9-C) |  |  |  |  | 0 | 0
| Labor and Material |  |  |  |  | 0 | 0
| *** Exacor Underlayment at 2nd and 3rd Floor Levels |  | SF |  | 4.2305 | 4.2305 | 0
[6 empty] | 0 | 0
| 3-UNIT BUILDINGS (1-B, 2-B, 3-B, 4-B) |  |  |  |  | 0 | 0
| Labor and Material |  |  |  |  | 0 | 0
| *** Exacor at 2nd Floor Level |  | SF |  | 4.2305 | 4.2305 | 0
[6 empty] | 0 | 0
| HOMEOWNERSHIP (10-A, 11-A) |  |  |  |  | 0 | 0
| Labor and Material |  |  |  |  | 0 | 0
| *** Exacor Underlayment at 2nd Floor Level |  | SF |  | 4.2305 | 4.2305 | 0
0
| MASONRY | [5 empty] | 0
| CMU | [5 empty] | 0
| CMU SUBCONTRACTOR LUMPSUM | 1 | LS |  | 0 | 0 | 0
|  | 1 | LS |  | 0 | 0 | 0
|  | 1 | LS |  | 0 | 0 | 0
|  | 1 | LS |  | 0 | 0 | 0
|  | 1 | LS |  | 0 | 0 | 0
| Face Brick Veneer | [5 empty] | 0
| FACE BRICK VENEER SUBCONTRACTOR LUMPSUM | 1 | LS |  | 0 | 0 | 0
|  | 1 | LS |  | 0 | 0 | 0
|  | 1 | LS |  | 0 | 0 | 0
|  | 1 | LS |  | 0 | 0 | 0
|  | 1 | LS |  | 0 | 0 | 0
| Masonry Restoration | [5 empty] | 0
| MASONRY RESTORATION SUBCONTRACTOR LUMPSUM | 1 | LS |  | 0 | 0 | 0
|  | 1 | LS |  | 0 | 0 | 0
|  | 1 | LS |  | 0 | 0 | 0
|  | 1 | LS |  | 0 | 0 | 0
|  | 1 | LS |  | 0 | 0 | 0
| METALS | [5 empty] | 0
| Structural Steel | [5 empty] | 0
| STRUCTURAL STEEL SUBCONTRACTOR LUMPSUM | 1 | LS |  | 0 | 0 | 0
|  | 1 | LS |  | 0 | 0 | 0
|  | 1 | LS |  | 0 | 0 | 0
|  | 1 | LS |  | 0 | 0 | 0
|  | 1 | LS |  | 0 | 0 | 0
| Misc. Metals | [5 empty] | 0
| MISC. METALS SUBCONTRACTOR LUMPSUM | 1 | LS |  | 0 | 0 | 0
|  | 1 | LS |  | 0 | 0 | 0
|  | 1 | LS |  | 0 | 0 | 0
|  | 1 | LS |  | 0 | 0 | 0
|  | 1 | LS |  | 0 | 0 | 0
| WOOD & PLASTICS | [5 empty] | 2187328.11
| Rough Carpentry | [5 empty] | 1711789.1
| ROUGH CARPENTRY SUBCONTRACTOR LUMPSUM | 1 | LS |  | 0 | 0 | 0
[6 empty] | 0 | 0
| 6-UNIT BUILDINGS (5-C, 6-C, 8-C, 9-C) |  |  |  |  | 0 | 0
| Framing |  |  |  |  | 0 | 0
| Basement Materials |  |  |  |  | 0 | 0
| 2x8x16' SYP #1 Treated (Mud Sill) | 10 | EA |  | 25.36 | 25.36 | 1014.4
| 2x6x16' SYP #2 Treated (Mud Sill) | 14 | EA |  | 17.04 | 17.04 | 954.24
| 2x4x16' SYP #1 Treated (Mud Sill) | 23 | EA |  | 14.57 | 14.57 | 1340.44
| 6" x 50' Sill Seal (Sill Seal) | 7 | RL |  | 12.66 | 12.66 | 354.48
| 1-3/4"x11-7/8"x12' Versa-Lam (Header) | 24 | LF |  | 8.36 | 8.36 | 802.56
| BP 5/8 HDG Simpson Strong Tie (Anchor) | 76 | EA |  | 5.72 | 5.72 | 1738.88
| 1" Dupont Thermax w 2"x8' Polyiso Foam (Furring Sheating) | 36 | EA |  | 12.56 | 12.56 | 1808.64
| 3"x8' Dupont Thermax @ Crawl Space (Furring Sheathing) | 16 | EA |  | 49.27 | 49.27 | 3153.28
| 2x6x92-5/8" SPF Stud Dry (Interior Stud) | 93 | EA |  | 5.88 | 5.88 | 2187.36
| 2x4x92-5/8" SPF Stud Dry (Interior Stud) | 27 | EA |  | 4.06 | 4.06 | 438.48
| 2x6x16' SPF #2 & BTR Dry (Interior Plate) | 12 | EA |  | 12.6 | 12.6 | 604.8
| 2x4x16' SPF #2 Dry (Interior Plate) | 4 | EA |  | 8.81 | 8.81 | 140.96
| 2x6x16' SYP #2 Treated (Interior Bottom Plate) | 6 | EA |  | 17.04 | 17.04 | 408.96
| 2x4x16' SYP #1 Treated (Interior Bottom Plate) | 2 | EA |  | 14.57 | 14.57 | 116.56
| 1st Floor Materials |  |  |  |  | 0 | 0
| 1-3/4"x11-7/8"x20' Versa-Lam (Beam) | 260 | LF |  | 8.36 | 8.36 | 8694.4
| 2x12x16' SPF #2 Dry (Stair Stringer) | 4 | EA |  | 40 | 40 | 640
| 2x10x16' SPF #2 Dry (Stair Tread) | 4 | EA |  | 22.8 | 22.8 | 364.8
| 3/4"x4'x8' Advantech (Floor Decking) | 68 | EA |  | 46.73 | 46.73 | 12710.56
| Construction Adhesive (Adhesive) | 33 | EA |  | 10.99 | 10.99 | 1450.68
| 5/8" Hex Nut (Hardware) | 11 | EA |  | 0.85 | 0.85 | 37.4
| HDU5-SDS2.5 Simpson Strong Tie (Holdowns) | 11 | EA |  | 55.23 | 55.23 | 2430.12
| HHUS410 Simpson Strong Tie (Hanger) | 4 | EA |  | 15.89 | 15.89 | 254.24
| 2x6x16' SPF #2 & BTR Dry (Floor Truss Bracing) | 42 | EA |  | 12.6 | 12.6 | 2116.8
| 1st Floor Wall Materials |  |  |  |  | 0 | 0
| 2x6x92-5/8" SPF Stud Dry (Exterior Stud) | 262 | EA |  | 5.88 | 5.88 | 6162.24
| 2x6x16' SPF #2 & BTR Dry (Exterior Plate) | 60 | EA |  | 12.6 | 12.6 | 3024
| 2-1/2"x96" CH Studs (Warm Wall Stud) | 31 | EA |  | 16.19 | 16.19 | 2007.56
| 2x4x16' SPF #2 & BTR Dry (Warm Wall Plate) | 9 | EA |  | 8.81 | 8.81 | 317.16
| 7/16"x4'x10' ZIP System Wall Sheathing (Exterior Sheathing) | 55 | EA |  | 39.26 | 39.26 | 8637.2
| 7/16"x4'x10' ZIP System Wall Sheathing (Demising Sheathing) | 13 | EA |  | 39.26 | 39.26 | 2041.52
| 2x6x92-5/8" SPF Stud Dry (Interior Stud) | 116 | EA |  | 5.88 | 5.88 | 2728.32
| 2x4x92-5/8" SPF Stud Dry (Interior Stud) | 202 | EA |  | 4.06 | 4.06 | 3280.48
| 2x6x16' SPF #2 & BTR Dry (Interior Plate) | 28 | EA |  | 12.6 | 12.6 | 1411.2
| 2x4x16' SPF #2 & BTR Dry (Interior Plate) | 48 | EA |  | 8.81 | 8.81 | 1691.52
| 1-3/4"x11-7/8"x10' Versa-Lam (Header) | 20 | LF |  | 8.36 | 8.36 | 668.8
| 1-3/4"x7-1/4"x14' Versa-Lam (Header) | 56 | EA |  | 8.59 | 8.59 | 1924.16
| 2x6x16' SPF #2 Dry (Header) | 8 | EA |  | 12.6 | 12.6 | 403.2
| 2-1/2"x4'x8' Owens Corning Rigid Insulation (Header Fill) | 2 | EA |  | 49.27 | 49.27 | 394.16
| 2x4x16' SPF #2 & BTR Dry (Temporary Wall Bracing) | 17 | EA |  | 8.81 | 8.81 | 599.08
| 1x8x16' Spruce Fence Board (Temporary Wall Bracing) | 17 | EA |  | 20.83 | 20.83 | 1416.44
| 3-3/4"x90' ZIP System FlashingTape (Zip Tape) | 10 | EA |  | 35.2 | 35.2 | 1408
| 2nd Floor Materials |  |  |  |  | 0 | 0
| 1-3/4"x11-7/8"x20' Versa-Lam (Beam) | 240 | LF |  | 8.36 | 8.36 | 8025.6
| 2x12x16' SPF #2 Dry (Stair Stinger) | 4 | EA |  | 40 | 40 | 640
| 2x10x16' SPF #2 Dry (Stair Tread) | 4 | EA |  | 22.8 | 22.8 | 364.8
| 3/4"x4'x8' Advantech (Floor Decking) | 68 | EA |  | 46.73 | 46.73 | 12710.56
| Construction Adhesive (Adhesive) | 33 | EA |  | 10.99 | 10.99 | 1450.68
| HHUS410 Simpson Strong Tie (Hanger) | 4 | EA |  | 15.89 | 15.89 | 254.24
| MSTC40 Simpson Strong Tie (Strap/Tie) | 11 | EA |  | 16.69 | 16.69 | 734.36
| 2x6x16' SPF #2 & BTR Dry (Floor Truss Bracing) | 39 | EA |  | 12.6 | 12.6 | 1965.6
| 2nd Floor Wall Materials |  |  |  |  | 0 | 0
| 2x6x92-5/8" SPF Stud Dry (Exterior Stud) | 262 | EA |  | 5.88 | 5.88 | 6162.24
| 2x6x16' SPF #2 & BTR Dry (Exterior Plate) | 60 | EA |  | 12.6 | 12.6 | 3024
| 2-1/2"x96" CH Studs (Warm Wall Stud) | 21 | EA |  | 16.19 | 16.19 | 1359.96
| 2x4x16' SPF #2 Dry (Warm Wall Plate) | 6 | EA |  | 8.81 | 8.81 | 211.44
| 7/16"x4'x10' ZIP System Wall Sheathing (Exterior Sheathing) | 55 | EA |  | 39.26 | 39.26 | 8637.2
| 7/16"x4'x10' ZIP System Wall Sheathing (Demising Sheathing) | 13 | EA |  | 39.26 | 39.26 | 2041.52
| 2x6x92-5/8" SPF Stud Dry (Interior Stud) | 110 | EA |  | 5.88 | 5.88 | 2587.2
| 2x4x92-5/8" SPF Stud Dry (Interior Stud) | 219 | EA |  | 4.06 | 4.06 | 3556.56
| 2x6x16' SPF #2 & BTR Dry (Interior Plate) | 28 | EA |  | 12.6 | 12.6 | 1411.2
| 2x4x16' SPF #2 & BTR Dry (Interior Plate) | 52 | EA |  | 8.81 | 8.81 | 1832.48
| 1-3/4"x11-7/8"x10' Versa-Lam (Header) | 20 | LF |  | 8.36 | 8.36 | 668.8
| 1-3/4"x7-1/4"x14' Versa-Lam (Header) | 42 | EA |  | 5.59 | 5.59 | 939.12
| 1-3/4"x5-1/2"x12' Versa-Lam (Header) | 12 | EA |  | 5.16 | 5.16 | 247.68
| 2x6x16' SPF #2 Dry (Header) | 9 | EA |  | 12.6 | 12.6 | 453.6
| 2-1/2"x4'x8' Owens Corning Rigid Insulation (Header Fill) | 2 | EA |  | 49.27 | 49.27 | 394.16
| 2x4x16' SPF #2 & BTR Dry (Temporary Wall Bracing) | 17 | EA |  | 8.81 | 8.81 | 599.08
| 1x8x16' Spruce Fence Board (Temporary Wall Bracing) | 17 | EA |  | 20.83 | 20.83 | 1416.44
| 3-3/4"x90' ZIP System FlashingTape (Zip Tape) | 10 | EA |  | 35.2 | 35.2 | 1408
| 3rd Floor Materials |  |  |  |  | 0 | 0
| 1-3/4"x11-7/8"x20' Versa-Lam (Beam) | 220 | LF |  | 8.6 | 8.6 | 7568
| 2x12x16' SPF #2 Dry (Stair Stinger) | 4 | EA |  | 40 | 40 | 640
| 2x10x16' SPF #2 Dry (Stair Tread) | 4 | EA |  | 22.8 | 22.8 | 364.8
| 3/4"x4'x8' Advantech (Floor Decking) | 68 | EA |  | 46.73 | 46.73 | 12710.56
| Construction Adhesive (Adhesive) | 33 | EA |  | 10.99 | 10.99 | 1450.68
| HHUS410 Simpson Strong Tie (Hanger) | 4 | EA |  | 15.89 | 15.89 | 254.24
| MSTC40 Simpson Strong Tie (Strap/Tie) | 10 | EA |  | 16.69 | 16.69 | 667.6
| 2x6x16' SPF #2 & BTR Dry (Floor Truss Bracing) | 39 | EA |  | 12.6 | 12.6 | 1965.6
| 3rd Floor Wall Materials |  |  |  |  | 0 | 0
| 2x6x92-5/8" SPF Stud Dry (Exterior Stud) | 262 | EA |  | 5.88 | 5.88 | 6162.24
| 2x6x16' SPF #2 & BTR Dry (Exterior Plate) | 60 | EA |  | 12.6 | 12.6 | 3024
| 2-1/2"x92-5/8" CH Studs (Warm Wall Stud) | 21 | EA |  | 16.19 | 16.19 | 1359.96
| 2x4x16' SPF #2 Dry (Warm Wall Plate) | 6 | EA |  | 8.81 | 8.81 | 211.44
| 7/16"x4'x10' ZIP System Wall Sheathing (Exterior Sheathing) | 55 | EA |  | 39.26 | 39.26 | 8637.2
| 7/16"x4'x10' ZIP System Wall Sheathing (Demising Sheathing) | 13 | EA |  | 39.26 | 39.26 | 2041.52
| 2x6x92-5/8" SPF Stud Dry (Interior Stud) | 120 | EA |  | 5.88 | 5.88 | 2822.4
| 2x4x92-5/8" SPF Stud Dry (Interior Stud) | 208 | EA |  | 4.06 | 4.06 | 3377.92
| 2x6x16' SPF #2 & BTR Dry (Interior Plate) | 28 | EA |  | 12.6 | 12.6 | 1411.2
| 2x4x16' SPF #2 & BTR Dry (Interior Plate) | 48 | EA |  | 8.81 | 8.81 | 1691.52
| 1-3/4"x7-1/4"x14' Versa-Lam (Header) | 28 | LF |  | 5.59 | 5.59 | 626.08
| 2x6x16' SPF #2 Dry (Header) | 10 | EA |  | 12.6 | 12.6 | 504
| 2-1/2"x4'x8' Owens Corning Rigid Insulation (Header Fill) | 2 | EA |  | 49.27 | 49.27 | 394.16
| 2x4x16' SPF #2 & BTR Dry (Temporary Wall Bracing) | 17 | EA |  | 8.81 | 8.81 | 599.08
| 1x8x16' Spruce Fence Board (Temporary Wall Bracing) | 17 | EA |  | 20.83 | 20.83 | 1416.44
| 3-3/4"x90' ZIP System FlashingTape (Zip Tape) | 14 | EA |  | 35.2 | 35.2 | 1971.2
| Roof Materials |  |  |  |  | 0 | 0
| 2x4x16' SPF #2 Dry (Ceiling Joist) | 20 | EA |  | 8.81 | 8.81 | 704.8
| 2x6x16' SPF #2 Dry (Ceiling Ledger) | 4 | EA |  | 12.6 | 12.6 | 201.6
| 2x8x10' SPF #2 Dry (Rafter) | 33 | EA |  | 11.24 | 11.24 | 1483.68
| 2x6x16' SPF #2 Dry (Rafter) | 9 | EA |  | 12.6 | 12.6 | 453.6
| 2x8x16' SPF #2 Dry (Eave Blocking) | 4 | EA |  | 19.09 | 19.09 | 305.44
| 2x6x16' SPF #2 Dry (Eave Blocking) | 12 | EA |  | 12.6 | 12.6 | 604.8
| 2x8x20' SYP #1 Treated (Porch Beam) | 3 | EA |  | 31.9 | 31.9 | 382.8
| 2x8x16' SYP #1 Treated (Porch Beam) | 3 | EA |  | 25.36 | 25.36 | 304.32
| 2x8x10' SYP #1 Treated (Porch Beam) | 6 | EA |  | 14.29 | 14.29 | 342.96
| 2x8x16' SPF #2 Dry (Roof Ledger) | 4 | EA |  | 19.09 | 19.09 | 305.44
| 4x6x16' SYP #2 Treated (Roof Ledger Blocking) | 2 | EA |  | 39.29 | 39.29 | 314.32
| 5/8"x4'x8' ZIP System Roof Sheathing (Roof Decking) | 116 | EA |  | 38.85 | 38.85 | 18026.4
| 7/16"x4'x10' ZIP System Wall Sheathing (Gable Sheathing) | 15 | EA |  | 39.26 | 39.26 | 2355.6
| 2x4x16' SPF #2 Dry (Truss Bracing) | 43 | EA |  | 8.81 | 8.81 | 1515.32
| LRU28 Z Simpson Strong Tie (Hanger) | 25 | EA |  | 11.67 | 11.67 | 1167
| PSCL 5/8 Simpson Strong Tie (Misc. Connector) | 696 | EA |  | 0.16 | 0.16 | 445.44
| A34 Simpson Strong Tie (Strap/Tie) | 68 | EA |  | 1.29 | 1.29 | 350.88
| H2.5A Simpson Strong Tie (Strap/Tie) | 111 | EA |  | 0.81 | 0.81 | 359.64
| 3-3/4"x90' ZIP System FlashingTape (Zip Tape) | 16 | EA |  | 35.2 | 35.2 | 2252.8
| 7/16"x4'x8' ZIP System Wall Sheathing (Ceiling Sheathing) | 65 | EA |  | 26.6 | 26.6 | 6916
| 2x6x16' SPF #2 Dry (Rim) | 37 | EA |  | 12.6 | 12.6 | 1864.8
| Exterior Wall Materials |  |  |  |  | 0 | 0
| 10"x75' ZIP System Stretch Tape (Flashing) | 4 | EA |  | 336 | 336 | 5376
| 6"x75' ZIP System Flashing Tape (Flashing) | 14 | EA |  | 68 | 68 | 3808
| 3-3/4"x90' ZIP System FlashingTape (Zip Tape) | 22 | EA |  | 35.2 | 35.2 | 3097.6
| 4'x10'x2-1/2" Zip-R Sheathing (Wall Sheathing) | 140 | EA |  | 122.08 | 122.08 | 68364.8
| Exterior Porch Materials |  |  |  |  | 0 | 0
| 2x8x20' SYP #1 Treated (Deck Beam) | 3 | EA |  | 31.9 | 31.9 | 382.8
| 2x8x16' SYP #1 Treated (Deck Beam) | 3 | EA |  | 25.36 | 25.36 | 304.32
| 2x8x10' SYP #1 Treated (Deck Beam) | 6 | EA |  | 14.29 | 14.29 | 342.96
| 2x8x16' SYP #1 Treated (Deck Ledger) | 4 | EA |  | 25.36 | 25.36 | 405.76
| 1-1/2" x 10' Z-Metal (Flashing) | 6 | EA |  | 13.93 | 13.93 | 334.32
| 2x8x16' SYP #1 Treated (Deck Joist) | 24 | EA |  | 25.36 | 25.36 | 2434.56
| 5/8" Hex Nut (Hardware) | 10 | EA |  | 0.85 | 0.85 | 34
| 24" Bigfoot Footing (Anchor) | 10 | EA |  | 38.28 | 38.28 | 1531.2
| 8"x4' Sonotube (Anchor) | 40 | LF |  | 2.31 | 2.31 | 369.6
| ABU66 Z Simpson Strong Tie (Cap/Base) | 10 | EA |  | 66.65 | 66.65 | 2666
| LUS28 Z Simpson Strong Tie (Hanger) | 84 | EA |  | 2.51 | 2.51 | 843.36
| 6x6x16' SYP #2 Treated (Porch Post) | 5 | EA |  | 92.15 | 92.15 | 1843
[6 empty] | 0 | 0
| 3-UNIT BUILDINGS (1-B, 2-B, 3-B, 4-B) |  |  |  |  | 0 | 0
| Framing |  |  |  |  | 0 | 0
| Basement Materials |  |  |  |  | 0 | 0
| 2x8x16' SYP #1 Treated (Mud Sill) | 16 | EA |  | 25.36 | 25.36 | 1623.04
| 2x6x16' SYP #2 Treated (Mud Sill) | 14 | EA |  | 17.04 | 17.04 | 954.24
| 2x4x16' SYP #1 Treated (Mud Sill) | 12 | EA |  | 14.57 | 14.57 | 699.36
| 6" x 50' Sill Seal (Sill Seal) | 5 | RL |  | 12.66 | 12.66 | 253.2
| BP 5/8 HDG Simpson Strong Tie (Anchor) | 77 | EA |  | 5.72 | 5.72 | 1761.76
| 1" Dupont Thermax w 2"x8' Polyiso Foam (Furring Sheating) | 31 | EA |  | 49.27 | 49.27 | 6109.48
| 3"x8' Dupont Thermax @ Crawl Space (Furring Sheathing) | 16 | EA |  | 28.57 | 28.57 | 1828.48
| 2x6x92-5/8" SPF Stud Dry (Interior Stud) | 65 | EA |  | 5.88 | 5.88 | 1528.8
| 2x4x92-5/8" SPF Stud Dry (Interior Stud) | 57 | EA |  | 4.06 | 4.06 | 925.68
| 2x6x16' SPF #2 & BTR Dry (Interior Plate) | 8 | EA |  | 12.6 | 12.6 | 403.2
| 2x4x16' SPF #2 Dry (Interior Plate) | 6 | EA |  | 8.81 | 8.81 | 211.44
| 2x6x16' SYP #2 Treated (Interior Bottom Plate) | 4 | EA |  | 17.04 | 17.04 | 272.64
| 2x4x16' SYP #1 Treated (Interior Bottom Plate) | 3 | EA |  | 14.57 | 14.57 | 174.84
| 1st Floor Materials |  |  |  |  | 0 | 0
| 2-1/2"x11-7/8"x14' AJS® 20 (Floor Joist) | 98 | LF |  | 3.68 | 3.68 | 1442.56
| 1-3/4"x11-7/8"x24' Versa-Lam (Beam) | 288 | LF |  | 8.36 | 8.36 | 9630.72
| 2x6x16' SPF #2 & BTR Dry (Floor Truss Bracing) | 38 | EA |  | 12.6 | 12.6 | 1915.2
| 2x12x20' SPF #2 Dry (Stair Stringer) | 4 | EA |  | 62.5 | 62.5 | 1000
| 2x10x20' SPF #2 Dry (Stair Tread) | 4 | EA |  | 36.08 | 36.08 | 577.28
| 3/4"x4'x8' Advantech (Floor Decking) | 54 | EA |  | 46.73 | 46.73 | 10093.68
| Construction Adhesive (Adhesive) | 26 | EA |  | 10.99 | 10.99 | 1142.96
| 2x12x12' SPF #2 & BTR Dry (Landing Framing) | 6 | EA |  | 32 | 32 | 768
| 5/8" Hex Nut (Hardware) | 12 | EA |  | 0.85 | 0.85 | 40.8
| HDU5-SDS2.5 Simpson Strong Tie (Holdowns) | 12 | EA |  | 55.23 | 55.23 | 2651.04
| HHUS410 Simpson Strong Tie (Hanger) | 8 | EA |  | 15.89 | 15.89 | 508.48
| LUS210 Z Simpson Strong Tie (Hanger) | 10 | EA |  | 2.98 | 2.98 | 119.2
| 1st Floor Wall Materials |  |  |  |  | 0 | 0
| 2x6x92-5/8" SPF Stud Dry (Exterior Stud) | 207 | EA |  | 5.88 | 5.88 | 4868.64
| 2x6x16' SPF #2 & BTR Dry (Exterior Plate) | 48 | EA |  | 12.6 | 12.6 | 2419.2
| 2-1/2"x96" CH Studs (Warm Wall Stud) | 13 | EA |  | 16.19 | 16.19 | 841.88
| 2x4x16' SPF #2 & BTR Dry (Warm Wall Plate) | 3 | EA |  | 8.81 | 8.81 | 105.72
| 7/16"x4'x10' ZIP System Wall Sheathing (Exterior Sheathing) | 44 | EA |  | 39.26 | 39.26 | 6909.76
| 7/16"x4'x10' ZIP System Wall Sheathing (Demising Sheathing) | 11 | EA |  | 39.26 | 39.26 | 1727.44
| 2x6x92-5/8" SPF Stud Dry (Interior Stud) | 112 | EA |  | 5.88 | 5.88 | 2634.24
| 2x4x92-5/8" SPF Stud Dry (Interior Stud) | 144 | EA |  | 4.06 | 4.06 | 2338.56
| 2x6x16' SPF #2 & BTR Dry (Interior Plate) | 28 | EA |  | 12.6 | 12.6 | 1411.2
| 2x4x16' SPF #2 & BTR Dry (Interior Plate) | 32 | EA |  | 8.81 | 8.81 | 1127.68
| 5-1/4"x7"x8' Versa-Lam (Post) | 1 | EA |  | 228.56 | 228.56 | 914.24
| 2x6x16' SPF #2 & BTR Dry (Cabinet Blocking) | 6 | EA |  | 12.6 | 12.6 | 302.4
| 1-3/4"x7-1/4"x14' Versa-Lam (Header) | 28 | LF |  | 5.59 | 5.59 | 626.08
| 2x8x16' SPF #2 Dry (Header) | 3 | EA |  | 19.09 | 19.09 | 229.08
| 2x6x16' SPF #2 Dry (Header) | 8 | EA |  | 12.6 | 12.6 | 403.2
| 2-1/2"x4'x8' Owens Corning Rigid Insulation (Header Fill) | 2 | EA |  | 49.27 | 49.27 | 394.16
| 2x4x16' SPF #2 & BTR Dry (Temporary Wall Bracing) | 13 | EA |  | 8.81 | 8.81 | 458.12
| 1x8x16' Spruce Fence Board (Temporary Wall Bracing) | 13 | EA |  | 20.83 | 20.83 | 1083.16
| 3-3/4"x90' ZIP System FlashingTape (Zip Tape) | 7 | EA |  | 35.2 | 35.2 | 985.6
| 2nd Floor Materials |  |  |  |  | 0 | 0
| 1-3/4"x11-7/8"x24' Versa-Lam (Beam) | 288 | LF |  | 8.36 | 8.36 | 9630.72
| 2x6x16' SPF #2 & BTR Dry (Floor Truss Bracing) | 37 | EA |  | 12.6 | 12.6 | 1864.8
| 2x12x20' SPF #2 Dry (Stair Stringer) | 4 | EA |  | 62.5 | 62.5 | 1000
| 2x12x16' SPF #2 Dry (Stair Stringer) | 4 | EA |  | 40 | 40 | 640
| 2x10x20' SPF #2 Dry (Stair Tread) | 4 | EA |  | 36.08 | 36.08 | 577.28
| 2x10x16' SPF #2 Dry (Stair Tread) | 4 | EA |  | 22.8 | 22.8 | 364.8
| 3/4"x4'x8' Advantech (Floor Decking) | 52 | EA |  | 46.73 | 46.73 | 9719.84
| Construction Adhesive (Adhesive) | 25 | EA |  | 10.99 | 10.99 | 1099
| 2x12x12' SPF #2 & BTR Dry (Landing Framing) | 6 | EA |  | 32 | 32 | 768
| HHUS410 Simpson Strong Tie (Hanger) | 5 | EA |  | 15.89 | 15.89 | 317.8
| LUS210 Z Simpson Strong Tie (Hanger) | 10 | EA |  | 2.98 | 2.98 | 119.2
| LUS28 Z Simpson Strong Tie (Hanger) | 13 | EA |  | 2.51 | 2.51 | 130.52
| MSTC40 Simpson Strong Tie (Strap/Tie) | 10 | EA |  | 16.69 | 16.69 | 667.6
| 2x8x12' SPF #2 Dry (Ceiling Joist) | 4 | EA |  | 11.6 | 11.6 | 185.6
| 2x8x16' SPF #2 Dry (Ceiling Rim Joist) | 3 | EA |  | 19.09 | 19.09 | 229.08
| 2nd Floor Wall Materials |  |  |  |  | 0 | 0
| 2x6x92-5/8" SPF Stud Dry (Exterior Stud) | 200 | EA |  | 5.88 | 5.88 | 4704
| 2x6x16' SPF #2 & BTR Dry (Exterior Plate) | 44 | EA |  | 12.6 | 12.6 | 2217.6
| 2-1/2"x96" CH Studs (Warm Wall Stud) | 17 | EA |  | 16.19 | 16.19 | 1100.92
| 2x4x16' SPF #2 Dry (Warm Wall Plate) | 3 | EA |  | 8.81 | 8.81 | 105.72
| 7/16"x4'x10' ZIP System Wall Sheathing (Exterior Sheathing) | 42 | EA |  | 39.26 | 39.26 | 6595.68
| 7/16"x4'x10' ZIP System Wall Sheathing (Demising Sheathing) | 10 | EA |  | 39.26 | 39.26 | 1570.4
| 2x6x92-5/8" SPF Stud Dry (Interior Stud) | 84 | EA |  | 5.88 | 5.88 | 1975.68
| 2x4x92-5/8" SPF Stud Dry (Interior Stud) | 221 | EA |  | 4.06 | 4.06 | 3589.04
| 2x6x16' SPF #2 & BTR Dry (Interior Plate) | 20 | EA |  | 12.6 | 12.6 | 1008
| 2x4x16' SPF #2 & BTR Dry (Interior Plate) | 52 | EA |  | 8.81 | 8.81 | 1832.48
| 2x6x16' SPF #2 & BTR Dry (Cabinet Blocking) | 4 | EA |  | 12.6 | 12.6 | 201.6
| 1-3/4"x7-1/4"x14' Versa-Lam (Header) | 14 | LF |  | 5.59 | 5.59 | 313.04
| 2x6x14' SPF #2 Dry (Header) | 1 | EA |  | 9.78 | 9.78 | 39.12
| 2x6x8' SPF #2 Dry (Header) | 13 | EA |  | 5.88 | 5.88 | 305.76
| 2-1/2"x4'x8' Owens Corning Rigid Insulation (Header Fill) | 2 | EA |  | 49.27 | 49.27 | 394.16
| 2x4x16' SPF #2 & BTR Dry (Temporary Wall Bracing) | 13 | EA |  | 8.81 | 8.81 | 458.12
| 1x8x16' Spruce Fence Board (Temporary Wall Bracing) | 13 | EA |  | 20.83 | 20.83 | 1083.16
| 3-3/4"x90' ZIP System FlashingTape (Zip Tape) | 10 | EA |  | 35.2 | 35.2 | 1408
| Roof Materials |  |  |  |  | 0 | 0
| 2x4x14' SPF #2 Dry (Ceiling Joist) | 11 | EA |  | 7.43 | 7.43 | 326.92
| 2x6x16' SPF #2 & BTR Dry (Ceiling Rim Joist) | 2 | EA |  | 12.6 | 12.6 | 100.8
| 2x8x10' SPF #2 & BTR Dry (Rafter) | 16 | EA |  | 11.24 | 11.24 | 719.36
| 4x6x8' Clear Cedar (Rafter/Brace) | 2 | EA |  | 285 | 285 | 2280
| 2x8x16' SPF #2 & BTR Dry (Eave Blocking) | 2 | EA |  | 19.09 | 19.09 | 152.72
| 2x6x16' SPF #2 Dry (Eave Blocking) | 7 | EA |  | 12.6 | 12.6 | 352.8
| 2x8x16' SYP #1 Treated (Porch Beam) | 6 | EA |  | 25.36 | 25.36 | 608.64
| 2x8x16' SPF #2 & BTR Dry (Roof Ledger) | 2 | EA |  | 19.09 | 19.09 | 152.72
| 2x6x10' Clear Cedar (Roof Ledger) | 10 | LF |  | 11.55 | 11.55 | 462
| 4x6x16' SYP #2 Treated (Roof Ledger Blocking) | 1 | EA |  | 105 | 105 | 420
| 5/8"x4'x8' ZIP System Roof Sheathing (Roof Decking) | 84 | EA |  | 38.85 | 38.85 | 13053.6
| 2x6x16' Clear Cedar T&G (Roof Decking) | 3 | EA |  | 220 | 220 | 2640
| 7/16"x4'x10' ZIP System Wall Sheathing (Gable Sheathing) | 14 | EA |  | 39.26 | 39.26 | 2198.56
| 2x4x16' SPF #2 Dry (Truss Bracing) | 27 | EA |  | 8.81 | 8.81 | 951.48
| LRU28 Z Simpson Strong Tie (Hanger) | 14 | EA |  | 11.67 | 11.67 | 653.52
| PSCL 5/8 Simpson Strong Tie (Misc. Connector) | 60 | EA |  | 0.16 | 0.16 | 38.4
| A34 Simpson Strong Tie (Strap/Tie) | 40 | EA |  | 1.29 | 1.29 | 206.4
| H2.5A Simpson Strong Tie (Strap/Tie) | 63 | EA |  | 0.81 | 0.81 | 204.12
| 3-3/4"x90' ZIP System FlashingTape (Zip Tape) | 12 | EA |  | 35.2 | 35.2 | 1689.6
| 7/16"x4'x8' ZIP System Wall Sheathing (Ceiling Sheathing) | 50 | EA |  | 39.26 | 39.26 | 7852
| Exterior Wall Materials |  |  |  |  | 0 | 0
| 10"x75' ZIP System Stretch Tape (Flashing) | 2 | EA |  | 336 | 336 | 2688
| 6"x75' ZIP System Flashing Tape (Flashing) | 7 | EA |  | 68 | 68 | 1904
| 3-3/4"x90' ZIP System FlashingTape (Zip Tape) | 13 | EA |  | 35.2 | 35.2 | 1830.4
| 4'x10'x2-1/2" Zip-R Sheathing (Wall Sheathing) | 78 | EA |  | 122.08 | 122.08 | 38088.96
| Exterior Porch Materials |  |  |  |  | 0 | 0
| 2x8x16' SYP #1 Treated (Deck Beam) | 7 | EA |  | 25.36 | 25.36 | 710.08
| 2x8x14' SYP #1 Treated (Deck Joist) | 15 | EA |  | 19.53 | 19.53 | 1171.8
| 2x8x16' SYP #1 Treated (Deck Rim Joist) | 3 | EA |  | 25.36 | 25.36 | 304.32
| 5/8" Hex Nut (Hardware) | 7 | EA |  | 0.85 | 0.85 | 23.8
| 24" Bigfoot Footing (Anchor) | 7 | EA |  | 38.28 | 38.28 | 1071.84
| 8"x4' Sonotube (Anchor) | 28 | LF |  | 2.31 | 2.31 | 258.72
| ABU66 Z Simpson Strong Tie (Cap/Base) | 7 | EA |  | 66.65 | 66.65 | 1866.2
| LUS28 Z Simpson Strong Tie (Hanger) | 56 | EA |  | 2.51 | 2.51 | 562.24
| 6x6x16' SYP #2 Treated (Porch Post) | 1 | EA |  | 92.15 | 92.15 | 368.6
| 6x6x10' SYP #2 Treated (Porch Post) | 3 | EA |  | 46.74 | 46.74 | 560.88
[6 empty] | 0 | 0
| HOMEOWNERSHIP (10-A, 11-A) |  |  |  |  | 0 | 0
| Framing |  |  |  |  | 0 | 0
| Basement Materials |  |  |  |  | 0 | 0
| 2x8x16' SYP #1 Treated (Mud Sill) | 6 | EA |  | 25.36 | 25.36 | 304.32
| 2x6x16' SYP #2 Treated (Mud Sill) | 6 | EA |  | 17.04 | 17.04 | 204.48
| 2x4x16' SYP #1 Treated (Mud Sill) | 24 | EA |  | 14.57 | 14.57 | 699.36
| 8" x 50' Sill Seal (Sill Seal) | 2 | RL |  | 20 | 20 | 80
| 6" x 50' Sill Seal (Sill Seal) | 3 | RL |  | 12.66 | 12.66 | 75.96
| Bilco C Bulkhead (Bulkhead) | 2 | EA |  | 1007.1 | 1007.1 | 4028.4
| Bilco 24" Extension (Bulkhead Extension) | 2 | EA |  | 456.4 | 456.4 | 1825.6
| 2x12x12' SYP #1 Treated (Bulkhead Stair Stringer) | 8 | EA |  | 42.77 | 42.77 | 684.32
| 2x10x12' SYP #1 Treated (Bulkhead Stair Tread) | 8 | EA |  | 23.21 | 23.21 | 371.36
| BP 5/8 HDG Simpson Strong Tie (Anchor) | 59 | EA |  | 5.72 | 5.72 | 674.96
| 7/16"x4'x10' ZIP System Wall Sheathing (Demising Sheathing) | 13 | EA |  | 39.26 | 39.26 | 1020.76
| 1" Dupont Thermax w 2"x8' Polyiso Foam (Furring Sheating) | 42 | EA |  | 49.27 | 49.27 | 4138.68
| 2x6x92-5/8" SPF Stud Dry (Interior Stud) | 69 | EA |  | 5.88 | 5.88 | 811.44
| 2x4x92-5/8" SPF Stud Dry (Interior Stud) | 100 | EA |  | 4.06 | 4.06 | 812
| 2x6x16' SPF #2 & BTR Dry (Interior Plate) | 8 | EA |  | 12.6 | 12.6 | 201.6
| 2x4x16' SPF #2 Dry (Interior Plate) | 12 | EA |  | 8.81 | 8.81 | 211.44
| 2x6x16' SYP #2 Treated (Interior Bottom Plate) | 8 | EA |  | 17.04 | 17.04 | 272.64
| 2x4x16' SYP #1 Treated (Interior Bottom Plate) | 12 | EA |  | 14.57 | 14.57 | 349.68
| 1st Floor Materials |  |  |  |  | 0 | 0
| 1-3/4"x11-7/8"x12' Versa-Lam (Beam) | 120 | LF |  | 8.36 | 8.36 | 2006.4
| 2x12x16' SPF #2 Dry (Stair Stringer) | 8 | EA |  | 40 | 40 | 640
| 2x10x16' SPF #2 Dry (Stair Tread) | 8 | EA |  | 22.8 | 22.8 | 364.8
| 3/4"x4'x8' Advantech (Floor Decking) | 49 | EA |  | 46.73 | 46.73 | 4579.54
| Construction Adhesive (Adhesive) | 24 | EA |  | 10.99 | 10.99 | 527.52
| 2x12x12' SPF #2 & BTR Dry (Landing Framing) | 7 | EA |  | 32 | 32 | 448
| 5/8" Hex Nut (Hardware) | 12 | EA |  | 0.85 | 0.85 | 20.4
| HDU5-SDS2.5 Simpson Strong Tie (Holdowns) | 12 | EA |  | 55.23 | 55.23 | 1325.52
| 2x6x16' SPF #2 & BTR Dry (Floor Truss Bracing) | 28 | EA |  | 12.6 | 12.6 | 705.6
| 1st Floor Wall Materials |  |  |  |  | 0 | 0
| 2x6x92-5/8" SPF Stud Dry (Exterior Stud) | 207 | EA |  | 5.88 | 5.88 | 2434.32
| 2x6x16' SPF #2 & BTR Dry (Exterior Plate) | 48 | EA |  | 12.6 | 12.6 | 1209.6
| 2-1/2"x96" CH Studs (Warm Wall Stud) | 37 | EA |  | 16.19 | 16.19 | 1198.06
| 2x4x16' SPF #2 & BTR Dry (Warm Wall Plate) | 9 | EA |  | 8.81 | 8.81 | 158.58
| 7/16"x4'x10' ZIP System Wall Sheathing (Exterior Sheathing) | 44 | EA |  | 39.26 | 39.26 | 3454.88
| 7/16"x4'x10' ZIP System Wall Sheathing (Demising Sheathing) | 10 | EA |  | 39.26 | 39.26 | 785.2
| 2x6x92-5/8" SPF Stud Dry (Interior Stud) | 79 | EA |  | 5.88 | 5.88 | 929.04
| 2x4x92-5/8" SPF Stud Dry (Interior Stud) | 194 | EA |  | 4.06 | 4.06 | 1575.28
| 2x6x16' SPF #2 & BTR Dry (Interior Plate) | 20 | EA |  | 12.6 | 12.6 | 504
| 2x4x16' SPF #2 & BTR Dry (Interior Plate) | 44 | EA |  | 8.81 | 8.81 | 775.28
| 2x6x16' SPF #2 & BTR Dry (Cabinet Blocking) | 4 | EA |  | 12.6 | 12.6 | 100.8
| 1-3/4"x9-1/2"x16' Versa-Lam (Header) | 48 | LF |  | 6.74 | 6.74 | 647.04
| 1-3/4"x7-1/4"x12' Versa-Lam (Header) | 24 | LF |  | 5.59 | 5.59 | 268.32
| 2x6x16' SPF #2 Dry (Header) | 7 | EA |  | 12.6 | 12.6 | 176.4
| 2-1/2"x4'x8' Owens Corning Rigid Insulation (Header Fill) | 2 | EA |  | 49.27 | 49.27 | 197.08
| 2x4x16' SPF #2 & BTR Dry (Temporary Wall Bracing) | 13 | EA |  | 8.81 | 8.81 | 229.06
| 1x8x16' Spruce Fence Board (Temporary Wall Bracing) | 13 | EA |  | 20.83 | 20.83 | 541.58
| 3-3/4"x90' ZIP System FlashingTape (Zip Tape) | 7 | EA |  | 35.2 | 35.2 | 492.8
| 2nd Floor Materials |  |  |  |  | 0 | 0
| 2-1/2"x11-7/8"x14' AJS® 20 (Floor Joist) | 42 | LF |  | 3.68 | 3.68 | 309.12
| 1-3/4"x11-7/8"x20' Versa-Lam (Beam) | 300 | LF |  | 8.36 | 8.36 | 5016
| 2x12x16' SPF #2 Dry (Stair Stringer) | 9 | EA |  | 40 | 40 | 720
| 2x10x16' SPF #2 Dry (Stair Tread) | 10 | EA |  | 22.8 | 22.8 | 456
| 3/4"x4'x8' Advantech (Floor Decking) | 38 | EA |  | 46.73 | 46.73 | 3551.48
| Construction Adhesive (Adhesive) | 18 | EA |  | 10.99 | 10.99 | 395.64
| 2x12x12' SPF #2 & BTR Dry (Landing Framing) | 13 | EA |  | 32 | 32 | 832
| HHUS410 Simpson Strong Tie (Hanger) | 2 | EA |  | 15.89 | 15.89 | 63.56
| IUS2.56/11.88 Simpson Strong Tie | 10 | EA |  | 7.5 | 7.5 | 150
| MSTC40 Simpson Strong Tie (Strap/Tie) | 7 | EA |  | 16.69 | 16.69 | 233.66
| 2x6x16' SPF #2 & BTR Dry (Floor Truss Bracing) | 21 | EA |  | 12.6 | 12.6 | 529.2
| 2nd Floor Wall Materials |  |  |  |  | 0 | 0
| 2x6x92-5/8" SPF Stud Dry (Exterior Stud) | 170 | EA |  | 5.88 | 5.88 | 1999.2
| 2x6x16' SPF #2 & BTR Dry (Exterior Plate) | 40 | EA |  | 12.6 | 12.6 | 1008
| 2-1/2"x96" CH Studs (Warm Wall Stud) | 15 | EA |  | 16.19 | 16.19 | 485.7
| 2x4x16' SPF #2 Dry (Warm Wall Plate) | 3 | EA |  | 8.81 | 8.81 | 52.86
| 7/16"x4'x10' ZIP System Wall Sheathing (Exterior Sheathing) | 36 | EA |  | 39.26 | 39.26 | 2826.72
| 7/16"x4'x10' ZIP System Wall Sheathing (Demising Sheathing) | 8 | EA |  | 39.26 | 39.26 | 628.16
| 2x6x92-5/8" SPF Stud Dry (Interior Stud) | 32 | EA |  | 5.88 | 5.88 | 376.32
| 2x4x92-5/8" SPF Stud Dry (Interior Stud) | 242 | EA |  | 4.06 | 4.06 | 1965.04
| 2x6x16' SPF #2 & BTR Dry (Interior Plate) | 8 | EA |  | 12.6 | 12.6 | 201.6
| 2x4x16' SPF #2 & BTR Dry (Interior Plate) | 56 | EA |  | 8.81 | 8.81 | 986.72
| 2x6x16' SPF #2 Dry (Header) | 8 | EA |  | 12.6 | 12.6 | 201.6
| 2-1/2"x4'x8' Owens Corning Rigid Insulation (Header Fill) | 1 | EA |  | 49.27 | 49.27 | 98.54
| 2x4x16' SPF #2 & BTR Dry (Temporary Wall Bracing) | 10 | EA |  | 8.81 | 8.81 | 176.2
| 1x8x16' Spruce Fence Board (Temporary Wall Bracing) | 8 | EA |  | 20.83 | 20.83 | 333.28
| 3-3/4"x90' ZIP System FlashingTape (Zip Tape) | 8 | EA |  | 35.2 | 35.2 | 563.2
| Roof Materials |  |  |  |  | 0 | 0
| 2x4x16' SPF #2 & BTR Dry (Ceiling Joist) | 13 | EA |  | 8.81 | 8.81 | 229.06
| 2x6x16' SPF #2 Dry (Ceiling Ledger) | 2 | EA |  | 12.6 | 12.6 | 50.4
| 2x8x10' SPF #2 Dry (Rafter) | 28 | EA |  | 11.24 | 11.24 | 629.44
| 2x6x16' SPF #2 Dry (Rafter) | 13 | EA |  | 12.6 | 12.6 | 327.6
| 2x8x16' SPF #2 Dry (Eave Blocking) | 3 | EA |  | 19.09 | 19.09 | 114.54
| 2x6x16' SPF #2 Dry (Eave Blocking) | 10 | EA |  | 12.6 | 12.6 | 252
| 2x8x16' SYP #1 Treated (Porch Beam) | 6 | EA |  | 25.36 | 25.36 | 304.32
| 2x8x16' SPF #2 Dry (Roof Ledger) | 3 | EA |  | 19.09 | 19.09 | 114.54
| 4x6x12' SYP #2 Treated (Roof Ledger Blocking) | 2 | EA |  | 29.51 | 29.51 | 118.04
| 5/8"x4'x8' ZIP System Roof Sheathing (Roof Decking) | 93 | EA |  | 38.85 | 38.85 | 7226.1
| 7/16"x4'x10' ZIP System Wall Sheathing (Gable Sheathing) | 11 | EA |  | 39.26 | 39.26 | 863.72
| 2x4x16' SPF #2 Dry (Truss Bracing) | 26 | EA |  | 8.81 | 8.81 | 458.12
| LRU28 Z Simpson Strong Tie (Hanger) | 16 | EA |  | 11.67 | 11.67 | 373.44
| PSCL 5/8 Simpson Strong Tie (Misc. Connector) | 558 | EA |  | 0.16 | 0.16 | 178.56
| A34 Simpson Strong Tie (Strap/Tie) | 44 | EA |  | 1.29 | 1.29 | 113.52
| H2.5A Simpson Strong Tie (Strap/Tie) | 84 | EA |  | 0.81 | 0.81 | 136.08
| 3-3/4"x90' ZIP System FlashingTape (Zip Tape) | 13 | EA |  | 35.2 | 35.2 | 915.2
| 7/16"x4'x8' ZIP System Wall Sheathing (Ceiling Sheathing) | 45 | EA |  | 26.6 | 26.6 | 2394
| 2x6x16' SPF #2 Dry (Rim) | 22 | EA |  | 12.6 | 12.6 | 554.4
| Exterior Wall Materials |  |  |  |  | 0 | 0
| 10"x75' ZIP System Stretch Tape (Flashing) | 2 | EA |  | 336 | 336 | 1344
| 6"x75' ZIP System Flashing Tape (Flashing) | 6 | EA |  | 68 | 68 | 816
| 3-3/4"x90' ZIP System FlashingTape (Zip Tape) | 12 | EA |  | 35.2 | 35.2 | 844.8
| 4'x10'x2-1/2" Zip-R Sheathing (Wall Sheathing) | 74 | EA |  | 122.08 | 122.08 | 18067.84
| Exterior 1st Floor Deck Materials |  |  |  |  | 0 | 0
| 2x8x16' SYP #1 Treated (Deck Beam) | 4 | EA |  | 25.36 | 25.36 | 202.88
| 2x8x16' SYP #1 Treated (Deck Ledger) | 3 | EA |  | 25.36 | 25.36 | 152.16
| 1-1/2" x 10' Z-Metal (Flashing) | 4 | EA |  | 13.93 | 13.93 | 111.44
| 2x8x10' SYP #1 Treated (Deck Joist) | 29 | EA |  | 14.29 | 14.29 | 828.82
| 2x12x12' SYP #1 Treated (Stair Stringer) | 2 | EA |  | 42.77 | 42.77 | 171.08
| 5/8" Hex Nut (Hardware) | 6 | EA |  | 0.85 | 0.85 | 10.2
| 24" Bigfoot Footing (Anchor) | 6 | EA |  | 49.49 | 49.49 | 593.88
| 8"x4' Sonotube (Anchor) | 24 | LF |  | 2.31 | 2.31 | 110.88
| ABU44 Z Simpson Strong Tie (Cap/Base) | 6 | EA |  | 32.42 | 32.42 | 389.04
| LUS28 Z Simpson Strong Tie (Hanger) | 50 | EA |  | 2.51 | 2.51 | 251
| Exterior Porch Materials |  |  |  |  | 0 | 0
| 2x8x16' SYP #1 Treated (Deck Beam) | 4 | EA |  | 25.36 | 25.36 | 202.88
| 2x8x16' SYP #1 Treated (Deck Ledger) | 3 | EA |  | 25.36 | 25.36 | 152.16
| 1-1/2" x 10' Z-Metal (Flashing) | 4 | EA |  | 13.93 | 13.93 | 111.44
| 2x8x10' SYP #1 Treated (Deck Joist) | 32 | EA |  | 14.29 | 14.29 | 914.56
| 2x12x12' SYP #1 Treated (Stair Stringer) | 3 | EA |  | 42.77 | 42.77 | 256.62
| 5/8" Hex Nut (Hardware) | 6 | EA |  | 0.85 | 0.85 | 10.2
| 24" Bigfoot Footing (Anchor) | 6 | EA |  | 38.28 | 38.28 | 459.36
| 8"x4' Sonotube (Anchor) | 24 | LF |  | 2.31 | 2.31 | 110.88
| ABU44 Z Simpson Strong Tie (Cap/Base) | 6 | EA |  | 32.42 | 32.42 | 389.04
| LUS28 Z Simpson Strong Tie (Hanger) | 56 | EA |  | 2.51 | 2.51 | 281.12
| 6x6x16' SYP #2 Treated (Porch Post) | 1 | EA |  | 92.15 | 92.15 | 184.3
| 6x6x10' SYP #2 Treated (Porch Post) | 3 | EA |  | 46.74 | 46.74 | 280.44
[6 empty] | 0 | 0
| COMMUNITY BUILDING |  |  |  |  | 0 | 0
| Framing |  |  |  |  | 0 | 0
| Basement Materials |  |  |  |  | 0 | 0
| 2x6x16' SYP #2 Treated (Mud Sill) | 20 | EA |  | 17.04 | 17.04 | 340.8
| 6" x 50' Sill Seal (Sill Seal) | 4 | RL |  | 12.66 | 12.66 | 50.64
| 5/8" Hex Nut (Hardware) | 7 | EA |  | 0.85 | 0.85 | 5.95
| BP 5/8 HDG Simpson Strong Tie (Anchor) | 38 | EA |  | 5.72 | 5.72 | 217.36
| HDU5-SDS2.5 Simpson Strong Tie (Holdowns) | 7 | EA |  | 55.23 | 55.23 | 386.61
| 1st Floor Wall Materials |  |  |  |  | 0 | 0
| Construction Adhesive (Adhesive) | 24 | EA |  | 10.99 | 10.99 | 263.76
| 1st Floor Wall Materials |  |  |  |  | 0 | 0
| 2x6x104-5/8" SPF Stud Dry (Exterior Stud) | 175 | EA |  | 8.16 | 8.16 | 1428
| 2x6x16' SPF #2 & BTR Dry (Exterior Plate) | 40 | EA |  | 12.6 | 12.6 | 504
| 7/16"x4'x10' ZIP System Wall Sheathing (Exterior Sheathing) | 37 | EA |  | 39.26 | 39.26 | 1452.62
| 2x6x104-5/8" SPF Stud Dry (Interior Stud) | 57 | EA |  | 8.16 | 8.16 | 465.12
| 2x4x104-5/8" SPF Stud Dry (Interior Stud) | 78 | EA |  | 4.49 | 4.49 | 350.22
| 2x6x16' SPF #2 & BTR Dry (Interior Plate) | 8 | EA |  | 12.6 | 12.6 | 100.8
| 2x4x16' SPF #2 & BTR Dry (Interior Plate) | 10 | EA |  | 8.81 | 8.81 | 88.1
| 2x6x16' SYP #2 Treated (Interior Bottom Plate) | 8 | EA |  | 17.04 | 17.04 | 136.32
| 2x4x16' SYP #1 Treated (Interior Bottom Plate) | 10 | EA |  | 14.57 | 14.57 | 145.7
| 2x6x16' SPF #2 & BTR Dry (Cabinet Blocking) | 1 | EA |  | 12.6 | 12.6 | 12.6
| 1-3/4"x7-1/4"x10' Versa-Lam (Header) | 40 | LF |  | 5.59 | 5.59 | 223.6
| 2x6x16' SPF #2 Dry (Header) | 5 | EA |  | 12.6 | 12.6 | 63
| 2-1/2"x4'x8' Owens Corning Rigid Insulation (Header Fill) | 1 | EA |  | 49.27 | 49.27 | 49.27
| 2x4x16' SPF #2 & BTR Dry (Temporary Wall Bracing) | 11 | EA |  | 8.81 | 8.81 | 96.91
| 1x8x16' Spruce Fence Board (Temporary Wall Bracing) | 11 | EA |  | 20.83 | 20.83 | 229.13
| 3-3/4"x90' ZIP System FlashingTape (Zip Tape) | 8 | EA |  | 35.2 | 35.2 | 281.6
| 2nd Floor Materials |  |  |  |  | 0 | 0
| Construction Adhesive (Adhesive) | 18 | EA |  | 10.99 | 10.99 | 197.82
| Roof Materials |  |  |  |  | 0 | 0
| 2x8x14' SPF #2 Dry (Ceiling Joist) | 7 | EA |  | 12.8 | 12.8 | 89.6
| 2x8x12' SPF #2 Dry (Ceiling Joist) | 14 | EA |  | 11.6 | 11.6 | 162.4
| 2x8x10' SPF #2 Dry (Ceiling Joist) | 14 | EA |  | 11.24 | 11.24 | 157.36
| 2x6x8' SPF #2 Dry (Ceiling Joist) | 31 | EA |  | 5.88 | 5.88 | 182.28
| 2x6x16' SPF #2 Dry (Ceiling Ledger) | 3 | EA |  | 12.6 | 12.6 | 37.8
| 2x8x16' SPF #2 Dry (Ceiling Joist Blocking) | 3 | EA |  | 19.09 | 19.09 | 57.27
| 2x8x12' SPF #2 Dry (Rafter) | 24 | EA |  | 11.6 | 11.6 | 278.4
| 2x8x10' SPF #2 Dry (Rafter) | 14 | EA |  | 11.24 | 11.24 | 157.36
| 2x8x16' SPF #2 Dry (Eave Blocking) | 11 | EA |  | 19.09 | 19.09 | 209.99
| 2x8x20' SPF #2 Dry (Roof Ledger) | 1 | EA |  | 34.75 | 34.75 | 34.75
| 2x6x16' SPF #2 Dry (Roof Ledger) | 6 | EA |  | 12.6 | 12.6 | 75.6
| 4x6x12' SYP #2 Treated (Roof Ledger Blocking) | 1 | EA |  | 39.29 | 39.29 | 39.29
| 5/8"x4'x8' ZIP System Roof Sheathing (Roof Decking) | 73 | EA |  | 38.85 | 38.85 | 2836.05
| 7/16"x4'x10' ZIP System Wall Sheathing (Gable Sheathing) | 10 | EA |  | 39.26 | 39.26 | 392.6
| 2x4x16' SPF #2 Dry (Truss Bracing) | 22 | EA |  | 14.57 | 14.57 | 320.54
| LRU28 Z Simpson Strong Tie (Hanger) | 10 | EA |  | 11.67 | 11.67 | 116.7
| PSCL 5/8 Simpson Strong Tie (Misc. Connector) | 438 | EA |  | 0.16 | 0.16 | 70.08
| A34 Simpson Strong Tie (Strap/Tie) | 58 | EA |  | 1.29 | 1.29 | 74.82
| H2.5A Simpson Strong Tie (Strap/Tie) | 76 | EA |  | 0.81 | 0.81 | 61.56
| 3-3/4"x90' ZIP System FlashingTape (Zip Tape) | 12 | EA |  | 35.2 | 35.2 | 422.4
| 2x6x12' SPF Stud Dry (Interior Stud) | 8 | EA |  | 9.56 | 9.56 | 76.48
| 2x6x10' SPF Stud Dry (Interior Stud) | 14 | EA |  | 8.5 | 8.5 | 119
| 2x6x8' SPF Stud Dry (Interior Stud) | 26 | EA |  | 5.88 | 5.88 | 152.88
| 2x6x16' SPF #2 & BTR Dry (Interior Plate) | 10 | EA |  | 12.6 | 12.6 | 126
| 7/16"x4'x8' ZIP System Wall Sheathing (Ceiling Sheathing) | 39 | EA |  | 39.26 | 39.26 | 1531.14
| 2x6x12' SPF Stud Dry (Studs) | 35 | EA |  | 9.56 | 9.56 | 334.6
| 2x6x16' SPF #2 Dry (Wall Plate) | 14 | EA |  | 12.6 | 12.6 | 176.4
| Exterior Wall |  |  |  |  | 0 | 0
| 10"x75' ZIP System Stretch Tape (Flashing) | 1 | EA |  | 336 | 336 | 336
| 6"x75' ZIP System Flashing Tape (Flashing) | 3 | EA |  | 68 | 68 | 204
| 3-3/4"x90' ZIP System FlashingTape (Zip Tape) | 7 | EA |  | 35.2 | 35.2 | 246.4
| 4'x10'x2-1/2" Zip-R Sheathing (Wall Sheathing) | 42 | EA |  | 122.08 | 122.08 | 5127.36
| Exterior Porch Materials |  |  |  |  | 0 | 0
| 2x10x16' SYP #1 Treated (Deck Beam) | 6 | EA |  | 31.3 | 31.3 | 187.8
| 2x10x10' SYP #1 Treated (Deck Beam) | 3 | EA |  | 19.81 | 19.81 | 59.43
| 2x8x16' SYP #1 Treated (Deck Ledger) | 3 | EA |  | 25.36 | 25.36 | 76.08
| 1-1/2" x 10' Z-Metal (Flashing) | 5 | EA |  | 13.93 | 13.93 | 69.65
| 2x8x10' SYP #1 Treated (Deck Joist) | 33 | EA |  | 14.29 | 14.29 | 471.57
| 5/8" Hex Nut (Hardware) | 10 | EA |  | 0.85 | 0.85 | 8.5
| 24" Bigfoot Footing (Anchor) | 10 | EA |  | 38.28 | 38.28 | 382.8
| 8"x4' Sonotube (Anchor) | 40 | LF |  | 2.31 | 2.31 | 92.4
| ABU66 Z Simpson Strong Tie (Cap/Base) | 10 | EA |  | 66.65 | 66.65 | 666.5
| LUS28 Z Simpson Strong Tie (Hanger) | 58 | EA |  | 2.51 | 2.51 | 145.58
| 6x6x16' SYP #2 Treated (Porch Post) | 5 | EA |  | 92.15 | 92.15 | 460.75
[6 empty] | 0 | 0
| Finish Carpentry | [5 empty] | 475539.01
[6 empty] | 0 | 0
| 6-UNIT BUILDINGS (5-C, 6-C, 8-C, 9-C) |  |  |  |  | 0 | 0
| Labor and Material |  |  | 856.56 |  | 856.56 | 0
| 1x4 Side Casing at Doors and Windows | 4119 | LF | 4.6 | 2.9179 | 7.5179 | 0
| Extension Jambs | 910 | LF | 4.8 | 2.9179 | 7.7179 | 0
| 5/4 x 4 Head Casing at Doors and Windows | 1045 | LF | 4.6 | 3.6162 | 8.2162 | 0
| 5/4 x Oak Tread Cut for Sill at Windows | 222 | BF | 7.7 | 13.4039 | 21.1039 | 0
| 1x6 Wall Base | 1942 | LF | 4.8 | 4.0755 | 8.8755 | 0
| 1x12 Stringer Skirt Board | 113 | LF | 3.6 | 4.0755 | 7.6755 | 0
| Handrail | 113 | LF | 14.3 | 3.3421 | 17.6421 | 0
[6 empty] | 0 | 0
| Install |  |  |  |  | 0 | 0
| Interior doors | 0 | EA |  | 150 | 150 | 0
| Specialties | 6 | UN |  | 250 | 250 | 0
0
| 3-UNIT BUILDINGS (1-B, 2-B, 3-B, 4-B) |  |  |  |  | 0 | 0
| Labor and Material |  |  |  |  | 0 | 0
| 1x4 Side Casing at Doors and Windows | 2062 | LF | 4.6 | 2.9179 | 7.5179 | 0
| Extension Jambs | 479 | LF | 4.8 | 2.9179 | 7.7179 | 0
| 5/4 x 4 Head Casing at Doors and Windows | 514 | LF | 4.6 | 3.6162 | 8.2162 | 0
| 5/4 x Oak Tread Cut for Sill at Windows | 112 | BF | 7.7 | 13.4039 | 21.1039 | 0
| 1x6 Wall Base | 1001 | LF | 4.8 | 4.0755 | 8.8755 | 0
| 1x12 Stringer Skirt Board | 98 | LF | 16.5 | 4.0755 | 20.5755 | 0
| Handrail | 130 | LF | 9 | 3.3421 | 12.3421 | 0
[6 empty] | 0 | 0
| Install |  |  |  |  | 0 | 0
| Interior doors | 0 | EA |  | 150 | 150 | 0
| Specialties | 4 | EA |  | 250 | 250 | 0
[6 empty] | 0 | 0
| HOMEOWNERSHIP (10-A, 11-A) |  |  |  |  | 0 | 0
| Labor and Material |  |  |  |  | 0 | 0
| 1x4 Side Casing & Apron at Windows | 1758 | LF | 4.6 | 2.9179 | 7.5179 | 0
| Extension Jambs | 417 | LF | 4.8 | 2.9179 | 7.7179 | 0
| 5/4 x 4 Head Casing at Windows | 433 | LF | 4.6 | 3.6162 | 8.2162 | 0
| 5/4 x Oak Tread Cut for Sill at Windows | 113 | BF | 7.7 | 13.4039 | 21.1039 | 0
| 1x6 Wall Base | 878 | LF | 4.8 | 4.0755 | 8.8755 | 0
| 1x12 Stringer Skirt Board | 137 | LF | 16.5 | 4.0755 | 20.5755 | 0
| Handrail | 176 | LF | 9 | 3.3421 | 12.3421 | 0
[6 empty] | 0 | 0
| Install |  |  |  |  | 0 | 0
| Interior doors | 0 | EA |  | 150 | 150 | 0
| Specialties | 4 | EA |  | 250 | 250 | 0
[6 empty] | 0 | 0
| COMMUNITY BUILDING |  |  |  |  | 0 | 0
| Labor and Material |  |  |  |  | 0 | 0
| 1x4 Side Casing & Apron at Windows | 605 | LF | 4.6 | 2.9179 | 7.5179 | 0
| Extension Jambs | 417 | LF | 4.8 | 2.9179 | 7.7179 | 0
| 5/4 x 4 Head Casing at Windows | 160 | LF | 4.6 | 3.6162 | 8.2162 | 0
| 5/4 x Oak Tread Cut for Sill at Windows | 36 | BF | 7.7 | 13.4039 | 21.1039 | 0
[6 empty] | 0 | 0
| Install |  |  |  |  | 0 | 0
| Interior doors | 0 | EA |  | 150 | 150 | 0
| Specialties | 2 | EA |  | 1000 | 1000 | 0
0
| Closet Shelving | [5 empty] | 0
| CLOSET SHELVING SUBCONTRACTOR LUMPSUM | 1 | LS |  | 0 | 0 | 0
[6 empty] | 0 | 0
| 6-UNIT BUILDINGS (5-C, 6-C, 8-C, 9-C) |  |  |  |  | 0 | 0
| Labor and Material |  |  |  |  | 0 | 0
| Linen and Pantry Closets | 135 | LF |  | 20 | 20 | 0
| Bedroom and Coat Closets | 97 | LF |  | 20 | 20 | 0
[6 empty] | 0 | 0
| 3-UNIT BUILDINGS (1-B, 2-B, 3-B, 4-B) |  |  |  |  | 0 | 0
| Labor and Material |  |  |  |  | 0 | 0
| Linen and Pantry Closets | 39 | LF |  | 20 | 20 | 0
| Bedroom and Coat Closets | 38 | LF |  | 20 | 20 | 0
[6 empty] | 0 | 0
| HOMEOWNERSHIP (10-A, 11-A) |  |  |  |  | 0 | 0
| Labor and Material |  |  |  |  | 0 | 0
| Linen and Pantry Closets | 36 | LF |  | 20 | 20 | 0
| Bedroom and Coat Closets | 65 | LF |  | 20 | 20 | 0
[6 empty] | 0 | 0
| Wood Stairs | [5 empty] | 0
| WOOD STAIRS SUBCONTRACTOR LUMPSUM | 1 | LS |  | 0 | 0 | 0
|  | 1 | LS |  | 0 | 0 | 0
|  | 1 | LS |  | 0 | 0 | 0
|  | 1 | LS |  | 0 | 0 | 0
|  | 1 | LS |  | 0 | 0 | 0
| THERMAL & MOISTURE PROTECTION | [5 empty] | 2703919.9608
| Waterproofing & Damproofing | [5 empty] | 111942
[6 empty] | 0 | 0
| 6-UNIT BUILDINGS (5-C, 6-C, 8-C, 9-C) |  |  |  |  | 0 | 0
| Labor and Material |  |  |  |  | 0 | 0
| Spray-Applied, water-based acrylic dampproofing membrane. | 1688.6958 | SF |  | 2.5 | 2.5 | 0
[6 empty] | 0 | 0
| 3-UNIT BUILDINGS (1-B, 2-B, 3-B, 4-B) |  |  |  |  | 0 | 0
| Labor and Material |  |  |  |  | 0 | 0
| Spray-Applied, water-based acrylic dampproofing membrane. | 1443.125 | SF |  | 2.5 | 2.5 | 0
[6 empty] | 0 | 0
| HOMEOWNERSHIP (10-A, 11-A) |  |  |  |  | 0 | 0
| Labor and Material |  |  |  |  | 0 | 0
| Spray-Applied, water-based acrylic dampproofing membrane. | 1906.3167 | SF |  | 2.5 | 2.5 | 0
0
| Building Insulation | [5 empty] | 326600
[6 empty] | 0 | 0
| 6-UNIT BUILDINGS (5-C, 6-C, 8-C, 9-C) |  |  |  |  | 0 | 0
| Labor and Material |  |  |  |  | 0 | 0
| R-20 Cellulose insulation at exterior 2x6 walls. | 1 | LS |  | 2.5 | 2.5 | 0
| R-49 Cellulose insulation at roof/ceilings. | 1 | LS |  | 3 | 3 | 0
| R-11, Fiberglass batt insulation at interior partitions. | 1 | LS |  | 1 | 1 | 0
| R-19 Fiberglass batt insulation between floors. | 1 | LS |  | 1.5 | 1.5 | 0
| Door and window foam. | 1 | LS |  | 5 | 5 | 0
[6 empty] | 0 | 0
| 3-UNIT BUILDINGS (1-B, 2-B, 3-B, 4-B) |  |  |  |  | 0 | 0
| Labor and Material |  |  |  |  | 0 | 0
| R-20 Cellulose insulation at exterior 2x6 walls. | 1 | LS |  | 2.5 | 2.5 | 0
| R-49 Cellulose insulation at roof/ceilings. | 1 | LS |  | 3 | 3 | 0
| R-11, Fiberglass batt insulation at interior partitions. | 1 | LS |  | 1 | 1 | 0
| R-19 Fiberglass batt insulation between floors. | 1 | LS |  | 1.5 | 1.5 | 0
| Door and window foam. | 1 | LS |  | 5 | 5 | 0
[6 empty] | 0 | 0
| HOMEOWNERSHIP (10-A, 11-A) |  |  |  |  | 0 | 0
| Labor and Material |  |  |  |  | 0 | 0
| R-20 Cellulose insulation at exterior 2x6 walls. | 1 | LS |  | 2.5 | 2.5 | 0
| R-49 Cellulose insulation at roof/ceilings. | 1 | LS |  | 3 | 3 | 0
| R-11, Fiberglass batt insulation at interior partitions. | 1 | LS |  | 1 | 1 | 0
| R-19 Fiberglass batt insulation between floors. | 1 | LS |  | 1.5 | 1.5 | 0
| Door and window foam. | 1 | LS |  | 5 | 5 | 0
[6 empty] | 0 | 0
| COMMUNITY BUILDING |  |  |  |  | 0 | 0
| Labor and Material |  |  |  |  | 0 | 0
| R-20 Cellulose insulation at exterior 2x6 walls. | 1 | LS |  | 2.5 | 2.5 | 0
| R-49 Cellulose insulation at roof/ceilings. | 1 | LS |  | 3 | 3 | 0
| R-11, Fiberglass batt insulation at interior partitions. | 1 | LS |  | 1 | 1 | 0
| Door and window foam. | 1 | LS |  | 5 | 5 | 0
0
| Roofing | [5 empty] | 351155.95
[6 empty] | 0 | 0
| 6-UNIT BUILDINGS (5-C, 6-C, 8-C, 9-C) |  |  |  |  | 0 | 0
| Labor and Material |  |  |  |  | 0 | 0
| Architectural shingles in standard colors with self adhesive ice & water shield. | 2784 | SF |  | 10 | 10 | 0
| Standard standing seam roof. | 387 | SF |  | 28 | 28 | 0
| Fully adhered black .060 EPDM with .040 aluminum gravel stop at balcony areas. | 122 | SF |  | 27 | 27 | 0
| 5" Half round, aluminum gutters. | 273 | LF |  | 9 | 9 | 9828
| 4" downspouts, aluminum. | 165 | LF |  | 32 | 32 | 21120
| Roofing Materials |  |  |  |  | 0 | 0
| Grace Ice & Water Shield (Roofing Underlayment) | 14 | RL |  | 198.9 | 198.9 | 11138.4
| Certainteed Landmark Pro Weathered Wood (Roof Shingles) | 106 | BNDL |  | 58.91 | 58.91 | 24977.84
| Certainteed Swift Start Shingles (Eave Starter) | 4 | BNDL |  | 69.71 | 69.71 | 1115.36
| Certainteed Shadow Ridge Hip & Ridge Accessory (Hip & Ridge) | 4 | BNDL |  | 88.25 | 88.25 | 1412
| 10" Lead Flashing (Roll Flashing) | 400 | LB |  | 3.84 | 3.84 | 6144
| 7x8 Aluminum Step Flashing (Step Flashing) | 5 | BNDL |  | 57.46 | 57.46 | 1149.2
| Cora-A-Vent V600 11" Ridge Vent | 24 | EA |  | 18.5 | 18.5 | 1776
| 8"X10' Aluminum Drip Edge Dark Bronze (Flashing) | 36 | EA |  | 10.23 | 10.23 | 1473.12
[6 empty] | 0 | 0
| 3-UNIT BUILDINGS (1-B, 2-B, 3-B, 4-B) |  |  |  |  | 0 | 0
| Labor and Material |  |  |  |  | 0 | 0
| Architectural shingles in standard colors with self adhesive ice & water shield. | 2012 | SF |  | 11 | 11 | 0
| Standard standing seam roof. | 432 | SF |  | 26 | 26 | 0
| 5" Half round, aluminum gutters. | 127 | LF |  | 35 | 35 | 17780
| 4" downspouts, aluminum. | 92 | LF |  | 26 | 26 | 9568
| Roofing Materials |  |  |  |  | 0 | 0
| Grace Ice & Water Shield (Roofing Underlayment) | 10 | RL |  | 198.9 | 198.9 | 7956
| Certainteed Landmark Pro Weathered Wood (Roof Shingles) | 82 | BNDL |  | 58.91 | 58.91 | 19322.48
| Certainteed Swift Start Shingles (Eave Starter) | 2 | BNDL |  | 69.71 | 69.71 | 557.68
| Certainteed Shadow Ridge Hip & Ridge Accessory (Hip & Ridge) | 2 | BNDL |  | 88.25 | 88.25 | 706
| 10" Lead Flashing (Roll Flashing) | 50 | LB |  | 3.84 | 3.84 | 768
| 7x8 Aluminum Step Flashing (Step Flashing) | 1 | BNDL |  | 57.46 | 57.46 | 229.84
| Cora-A-Vent V600 11" Ridge Vent | 13 | EA |  | 18.5 | 18.5 | 962
| 8"X10' Aluminum Drip Edge Dark Bronze (Flashing) | 15 | EA |  | 10.23 | 10.23 | 613.8
[6 empty] | 0 | 0
| HOMEOWNERSHIP (10-A, 11-A) |  |  |  |  | 0 | 0
| Labor and Material |  |  |  |  | 0 | 0
| Architectural shingles in standard colors with self adhesive ice & water shield. | 1640 | SF |  | 10 | 10 | 0
| Standard standing seam roof. | 665 | SF |  | 28 | 28 | 0
| 5" Half round, aluminum gutters. | 157 | LF |  | 9 | 9 | 2826
| 4" downspouts, aluminum. | 129 | LF |  | 32 | 32 | 8256
| Roofing Materials |  |  |  |  | 0 | 0
| Grace Ice & Water Shield (Roofing Underlayment) | 14 | RL |  | 198.9 | 198.9 | 5569.2
| Certainteed Landmark Pro Weathered Wood (Roof Shingles) | 84 | BNDL |  | 58.91 | 58.91 | 9896.88
| Certainteed Swift Start Shingles (Eave Starter) | 3 | BNDL |  | 69.71 | 69.71 | 418.26
| Certainteed Shadow Ridge Hip & Ridge Accessory (Hip & Ridge) | 5 | BNDL |  | 88.25 | 88.25 | 882.5
| 10" Lead Flashing (Roll Flashing) | 300 | LB |  | 3.84 | 3.84 | 2304
| 7x8 Aluminum Step Flashing (Step Flashing) | 3 | BNDL |  | 57.46 | 57.46 | 344.76
| Cora-A-Vent V600 11" Ridge Vent | 32 | EA |  | 18.5 | 18.5 | 1184
| 8"X10' Aluminum Drip Edge Dark Bronze (Flashing) | 26 | EA |  | 10.23 | 10.23 | 531.96
[6 empty] | 0 | 0
| COMMUNITY BUILDING |  |  |  |  | 0 | 0
| Labor and Material |  |  |  |  | 0 | 0
| Architectural shingles in standard colors with self adhesive ice & water shield. | 650 | SF |  | 11 | 11 | 0
| Standard standing seam roof. | 597 | SF |  | 26 | 26 | 0
| 5" Half round, aluminum gutters. | 152 | LF |  | 35 | 35 | 5320
| 4" downspouts, aluminum. | 72 | LF |  | 26 | 26 | 1872
| Roofing Materials |  |  |  |  | 0 | 0
| Grace Ice & Water Shield (Roofing Underlayment) | 9 | RL |  | 198.9 | 198.9 | 1790.1
| Certainteed Landmark Pro Weathered Wood (Roof Shingles) | 70 | BNDL |  | 58.91 | 58.91 | 4123.7
| Certainteed Swift Start Shingles (Eave Starter) | 2 | BNDL |  | 69.71 | 69.71 | 139.42
| Certainteed Shadow Ridge Hip & Ridge Accessory (Hip & Ridge) | 2 | BNDL |  | 88.25 | 88.25 | 176.5
| 10" Lead Flashing (Roll Flashing) | 50 | LB |  | 3.84 | 3.84 | 192
| 7x8 Aluminum Step Flashing (Step Flashing) | 1 | BNDL |  | 57.46 | 57.46 | 57.46
| Cora-A-Vent V600 11" Ridge Vent | 13 | EA |  | 18.5 | 18.5 | 240.5
| 8"X10' Aluminum Drip Edge Dark Bronze (Flashing) | 13 | EA |  | 10.23 | 10.23 | 132.99
0
| Siding | [5 empty] | 1852481.1408
[6 empty] | 0 | 0
| 6-UNIT BUILDINGS (5-C, 6-C, 8-C, 9-C) |  |  |  |  | 0 | 0
| Exterior Trim |  |  |  |  | 0 | 0
| * TRIM MATERIAL SUPPLIER LUMPSUM | 1 | LS |  | 0 | 0 | 0
| * TRIM SUBCONTRACTOR LUMPSUM | 1 | LS |  | 0 | 0 | 0
| Rake Trim |  |  |  |  | 0 | 0
| 1x6 R/L Clear Cedar Gable Trim | 336 | LF |  | 7.65 | 7.65 | 10281.6
| 1x4 R/L Clear Cedar Gable Trim | 336 | LF |  | 4.0967 | 4.0967 | 5505.92
| 2" RC Cove Moulding Gable Trim Frieze | 126 | LF |  | 20 | 20 | 10080
| 1x12 R/L Clear Cedar Gable Trim Soffit | 336 | LF |  | 20.03 | 20.03 | 26920.32
| 1x6 R/L Clear Cedar Gable Trim Frieze | 126 | LF |  | 7.65 | 7.65 | 3855.6
| 2x6x16' SPF #2 Dry Gable Trim Blocking | 0 | EA |  | 12.6 | 12.6 | 0
| 2x6x14' SPF #2 Dry Gable Trim Blocking | 0 | EA |  | 9.78 | 9.78 | 0
| Eave Trim |  |  |  |  | 0 | 0
| 1x6 R/L Clear Cedar Fascia | 336 | LF |  | 7.65 | 7.65 | 10281.6
| 1x4 R/L Clear Cedar Fascia 2nd Member | 336 | LF |  | 4.0967 | 4.0967 | 5505.92
| 1x8 R/L Clear Cedar Soffit | 336 | LF |  | 10.4533 | 10.4533 | 14049.28
| 5/4x8 R/L Clear Cedar Frieze | 274 | LF |  | 10.8083 | 10.8083 | 11845.9333
| 1x4 R/L Clear Cedar Frieze | 274 | LF |  | 4.0967 | 4.0967 | 4489.9467
| 3/4"x4' Cor-A-Vent Plastic Strip Cent White PS400W | 65 | EA |  | 5.52 | 5.52 | 1435.2
| Corner Board Trim |  |  |  |  | 0 | 0
| 5/4x8 R/L Clear Cedar Corner Board | 332 | LF |  | 10.8083 | 10.8083 | 14353.4667
| 5/4x6 R/L Clear Cedar Corner Board | 132 | LF |  | 6.7625 | 6.7625 | 3570.6
| 1x8x8' Clear Cedar Post Wrap Trim | 320 | LF |  | 10.4533 | 10.4533 | 13380.2667
| Water Table Trim |  |  |  |  | 0 | 0
| 5/4x10 R/L Clear Cedar Water Table | 176 | LF |  | 13.4271 | 13.4271 | 9452.6667
| 5/4x8 R/L Clear Cedar Water Table | 130 | LF |  | 10.8083 | 10.8083 | 5620.3333
| 5/4x6 R/L Clear Cedar Water Table | 68 | LF |  | 6.7625 | 6.7625 | 1839.4
| Window and Door Trim |  |  |  |  | 0 | 0
| 5/4x4 R/L Clear Cedar Window Door Side Casing | 644 | LF |  | 3.85 | 3.85 | 9917.6
| 5/4x6 R/L Clear Cedar Window Door Head Casing | 212 | LF |  | 6.7625 | 6.7625 | 5734.6
| RC Historic Sill Window Subsill | 226 | LF |  | 5.78 | 5.78 | 5225.12
| 2x4x16' SYP #1 Treated Opening Furring | 68 | EA |  | 14.57 | 14.57 | 3963.04
| Porch Roof Trim |  |  |  |  | 0 | 0
| 1x8 R/L Clear Cedar Beam Wrap Face | 208 | LF |  | 10.4533 | 10.4533 | 8697.1733
| 1x4 R/L Clear Cedar Beam Wrap Face | 208 | LF |  | 4.0967 | 4.0967 | 3408.4267
| 1x8 R/L Clear Cedar Beam Wrap Bottom | 104 | LF |  | 10.4533 | 10.4533 | 4348.5867
| 1x6 R/L Clear Cedar CVG V-Groove T&G Porch Soffit | 768 | LF |  | 8.72 | 8.72 | 26787.84
| Exterior Porch Materials |  |  |  |  | 0 | 0
| 1X4 Mahogany Decking (Deck Decking) | 1459 | LF |  | 1.95 | 1.95 | 11380.2
| 1x10 R/L Clear Cedar (Deck Skirting) | 110 | LF |  | 16.375 | 16.375 | 7205
| 4x4x8' Clear Cedar (Deck Rail Post) | 16 | LF |  | 21.8 | 21.8 | 1395.2
| 2x4 R/L Cedar (Top Rail) | 10 | LF |  | 9.9267 | 9.9267 | 397.0667
| Siding |  |  |  |  | 0 | 0
| * SIDING MATERIAL SUPPLIER LUMPSUM | 1 | LS |  | 0 | 0 | 0
| * SIDING SUBCONTRACTOR LUMPSUM | 1 | LS |  | 0 | 0 | 0
| Benjamin Obdyke Home Slickler Rain Screen | 39 | RL |  | 146.79 | 146.79 | 22899.24
| Natural White Cedar Shingles SBS Select R&R | 193 | BDL |  | 110.98 | 110.98 | 85676.56
| 6-1/4"x12' HardiePlank Smooth | 58 | EA |  | 11.18 | 11.18 | 2593.76
| 1/2"x4'x8' PVC Panel Siding | 1 | EA |  | 130 | 130 | 0
[6 empty] | 0 | 0
| 3-UNIT BUILDINGS (1-B, 2-B, 3-B, 4-B) |  |  |  |  | 0 | 0
| Exterior Trim |  |  |  |  | 0 | 0
| * TRIM MATERIAL SUPPLIER LUMPSUM | 1 | LS |  | 0 | 0 | 0
| * TRIM SUBCONTRACTOR LUMPSUM | 1 | LS |  | 0 | 0 | 0
| Rake Trim |  |  |  |  | 0 | 0
| 1x6 R/L Clear Cedar Gable Trim | 148 | LF |  | 7.65 | 7.65 | 4528.8
| 1x4 R/L Clear Cedar Gable Trim | 148 | LF |  | 4.0967 | 4.0967 | 2425.2267
| 2" RC Cove Moulding Gable Trim Frieze | 122 | LF |  | 15 | 15 | 7320
| 1x12 R/L Clear Cedar Gable Trim Soffit | 124 | LF |  | 20.03 | 20.03 | 9934.88
| 1x6 R/L Clear Cedar Gable Trim Frieze | 124 | LF |  | 7.65 | 7.65 | 3794.4
| 2x6x16' SPF #2 Dry Gable Trim Blocking | 7 | EA |  | 12.6 | 12.6 | 352.8
| 2x6x14' SPF #2 Dry Gable Trim Blocking | 62 | EA |  | 9.78 | 9.78 | 2425.44
| Eave Trim |  |  |  |  | 0 | 0
| 1x6 R/L Clear Cedar Fascia | 144 | LF |  | 7.65 | 7.65 | 4406.4
| 1x4 R/L Clear Cedar Fascia 2nd Member | 144 | LF |  | 4.0967 | 4.0967 | 2359.68
| 1x8 R/L Clear Cedar Soffit | 144 | LF |  | 10.4533 | 10.4533 | 6021.12
| 5/4x8 R/L Clear Cedar Frieze | 100 | LF |  | 10.8083 | 10.8083 | 4323.3333
| 1x4 R/L Clear Cedar Frieze | 100 | LF |  | 4.0967 | 4.0967 | 1638.6667
| 3/4"x4' Cor-A-Vent Plastic Strip Cent White PS400W | 24 | EA |  | 5.52 | 5.52 | 529.92
| Corner Board Trim |  |  |  |  | 0 | 0
| 5/4x6 R/L Clear Cedar Corner Board | 264 | LF |  | 6.7625 | 6.7625 | 7141.2
| 1x8x8' Clear Cedar Post Wrap Trim | 160 | LF |  | 10.4533 | 10.4533 | 6690.1333
| Water Table Trim |  |  |  |  | 0 | 0
| 5/4x10 R/L Clear Cedar Water Table | 156 | LF |  | 13.4271 | 13.4271 | 8378.5
| 5/4x6 R/L Clear Cedar Water Table | 26 | LF |  | 6.7625 | 6.7625 | 703.3
| Window and Door Trim |  |  |  |  | 0 | 0
| 5/4x4 R/L Clear Cedar Window Door Side Casing | 356 | LF |  | 3.85 | 3.85 | 5482.4
| 5/4x6 R/L Clear Cedar Window Door Head Casing | 112 | LF |  | 6.7625 | 6.7625 | 3029.6
| RC Historic Sill Window Subsill | 107 | LF |  | 5.78 | 5.78 | 2473.84
| 2x4x16' SYP #1 Treated Opening Furring | 37 | EA |  | 14.57 | 14.57 | 2156.36
| Porch Roof Trim |  |  |  |  | 0 | 0
| 1x8 R/L Clear Cedar Beam Wrap Face | 88 | LF |  | 10.4533 | 10.4533 | 3679.5733
| 1x4 R/L Clear Cedar Beam Wrap Face | 88 | LF |  | 4.0967 | 4.0967 | 1442.0267
| 1x8 R/L Clear Cedar Beam Wrap Bottom | 44 | LF |  | 10.4533 | 10.4533 | 1839.7867
| 1x6 R/L Clear Cedar CVG V-Groove T&G Porch Soffit | 420 | LF |  | 8.72 | 8.72 | 14649.6
| Exterior Porch Materials |  |  |  |  | 0 | 0
| 1X4 Mahogany Decking (Deck Decking) | 840 | LF |  | 1.95 | 1.95 | 6552
| 1x10 R/L Clear Cedar (Deck Skirting) | 64 | LF |  | 16.375 | 16.375 | 4192
| 2" x 2" x 36" Clear Cedar (Baluster) | 108 | LF |  | 7 | 7 | 3024
| 4x4x8' Clear Cedar (Deck Rail Post) | 24 | LF |  | 21.8 | 21.8 | 2092.8
| 2x4 R/L Cedar (Sub Rail) | 18 | LF |  | 9.9267 | 9.9267 | 714.72
| 2x4 R/L Cedar (Top Rail) | 18 | LF |  | 9.9267 | 9.9267 | 714.72
| Siding |  |  |  |  | 0 | 0
| * SIDING MATERIAL SUPPLIER LUMPSUM | 1 | LS |  | 0 | 0 | 0
| * SIDING SUBCONTRACTOR LUMPSUM | 1 | LS |  | 0 | 0 | 0
| Benjamin Obdyke Home Slickler Rain Screen | 30 | RL |  | 146.79 | 146.79 | 17614.8
| Natural White Cedar Shingles SBS Select R&R | 68 | BDL |  | 110.98 | 110.98 | 30186.56
| 6-1/4"x12' HardiePlank Smooth | 214 | EA |  | 11.18 | 11.18 | 9570.08
[6 empty] | 0 | 0
| HOMEOWNERSHIP (10-A, 11-A) |  |  |  |  | 0 | 0
| Exterior Trim |  |  |  |  | 0 | 0
| * TRIM MATERIAL SUPPLIER LUMPSUM | 1 | LS |  | 0 | 0 | 0
| * TRIM SUBCONTRACTOR LUMPSUM | 1 | LS |  | 0 | 0 | 0
| Rake Trim |  |  |  |  | 0 | 0
| 1x6 R/L Clear Cedar Gable Trim | 224 | LF |  | 7.65 | 7.65 | 3427.2
| 1x4 R/L Clear Cedar Gable Trim | 224 | LF |  | 4.0967 | 4.0967 | 1835.3067
| 2" RC Cove Moulding Gable Trim Frieze | 169 | LF |  | 15 | 15 | 5070
| 1x12 R/L Clear Cedar Gable Trim Soffit | 224 | LF |  | 20.03 | 20.03 | 8973.44
| 1x6 R/L Clear Cedar Gable Trim Frieze | 170 | LF |  | 7.65 | 7.65 | 2601
| 2x6x16' SPF #2 Dry Gable Trim Blocking | 0 | EA |  | 12.6 | 12.6 | 0
| 2x6x14' SPF #2 Dry Gable Trim Blocking | 0 | EA |  | 9.78 | 9.78 | 0
| Eave Trim |  |  |  |  | 0 | 0
| 1x6 R/L Clear Cedar Fascia | 248 | LF |  | 7.65 | 7.65 | 3794.4
| 1x4 R/L Clear Cedar Fascia 2nd Member | 248 | LF |  | 4.0967 | 4.0967 | 2031.9467
| 1x8 R/L Clear Cedar Soffit | 0 | LF |  | 10.4533 | 10.4533 | 0
| 5/4x8 R/L Clear Cedar Frieze | 204 | LF |  | 10.8083 | 10.8083 | 4409.8
| 1x4 R/L Clear Cedar Frieze | 204 | LF |  | 4.0967 | 4.0967 | 1671.44
| 3/4"x4' Cor-A-Vent Plastic Strip Cent White PS400W | 49 | EA |  | 5.52 | 5.52 | 540.96
| Corner Board Trim |  |  |  |  | 0 | 0
| 5/4x6 R/L Clear Cedar Corner Board | 112 | LF |  | 6.7625 | 6.7625 | 1514.8
| 1x8x8' Clear Cedar Post Wrap Trim | 192 | LF |  | 10.4533 | 10.4533 | 4014.08
| Water Table Trim |  |  |  |  | 0 | 0
| 5/4x10 R/L Clear Cedar Water Table | 96 | LF |  | 13.4271 | 13.4271 | 2578
| 5/4x6 R/L Clear Cedar Water Table | 84 | LF |  | 6.7625 | 6.7625 | 1136.1
| Window and Door Trim |  |  |  |  | 0 | 0
| 5/4x4 R/L Clear Cedar Window Door Side Casing | 276 | LF |  | 3.85 | 3.85 | 2125.2
| 5/4x6 R/L Clear Cedar Window Door Head Casing | 104 | LF |  | 6.7625 | 6.7625 | 1406.6
| RC Historic Sill Window Subsill | 89 | LF |  | 5.78 | 5.78 | 1028.84
| 2x4x16' SYP #1 Treated Opening Furring | 30 | EA |  | 14.57 | 14.57 | 874.2
| Porch Roof Trim |  |  |  |  | 0 | 0
| 1x8 R/L Clear Cedar Beam Wrap Face | 140 | LF |  | 10.4533 | 10.4533 | 2926.9333
| 1x4 R/L Clear Cedar Beam Wrap Face | 140 | LF |  | 4.0967 | 4.0967 | 1147.0667
| 1x8 R/L Clear Cedar Beam Wrap Bottom | 70 | LF |  | 10.4533 | 10.4533 | 1463.4667
| 1x6 R/L Clear Cedar CVG V-Groove T&G Porch Soffit | 540 | LF |  | 8.72 | 8.72 | 9417.6
| Exterior 1st Floor Deck Materials |  |  |  |  | 0 | 0
| 1X4 Mahogany Decking (Deck Decking) | 1066 | LF |  | 1.95 | 1.95 | 4157.4
| 1x10 R/L Clear Cedar (Deck Skirting) | 62 | EA |  | 19.65 | 19.65 | 2436.6
| 1x8 R/L Clear Cedar (Deck Skirting) | 26 | EA |  | 15.68 | 15.68 | 815.36
| 2" x 2" x 36" Clear Cedar (Baluster) | 24 | EA |  | 7 | 7 | 336
| 4x4x8' Clear Cedar (Deck Rail Post) | 32 | LF |  | 21.8 | 21.8 | 1395.2
| 2x4 R/L Cedar (Sub Rail) | 12 | EA |  | 14.89 | 14.89 | 357.36
| 2x4 R/L Cedar (Top Rail) | 12 | EA |  | 14.89 | 14.89 | 357.36
| Exterior Porch Materials |  |  |  |  | 0 | 0
| 1X4 Mahogany Decking (Deck Decking) | 1105 | LF |  | 1.95 | 1.95 | 4309.5
| 1x10 R/L Clear Cedar (Deck Skirting) | 74 | LF |  | 16.375 | 16.375 | 2423.5
| 1x8 R/L Clear Cedar (Deck Skirting) | 30 | LF |  | 10.4533 | 10.4533 | 627.2
| 2" x 2" x 36" Clear Cedar (Baluster) | 135 | LF |  | 7 | 7 | 1890
| 4x4x8' Clear Cedar (Deck Rail Post) | 32 | LF |  | 21.8 | 21.8 | 1395.2
| 2x4 R/L Cedar (Sub Rail) | 22 | LF |  | 9.9267 | 9.9267 | 436.7733
| 2x4 R/L Cedar (Top Rail) | 22 | LF |  | 9.9267 | 9.9267 | 436.7733
| Siding |  |  |  |  | 0 | 0
| * SIDING MATERIAL SUPPLIER LUMPSUM | 1 | LS |  | 0 | 0 | 0
| * SIDING SUBCONTRACTOR LUMPSUM | 1 | LS |  | 0 | 0 | 0
| Benjamin Obdyke Home Slickler Rain Screen | 18 | RL |  | 146.79 | 146.79 | 5284.44
| Natural White Cedar Shingles SBS Select R&R | 100 | BDL |  | 110.98 | 110.98 | 22196
[6 empty] | 0 | 0
| COMMUNITY BUILDING |  |  |  |  | 0 | 0
| Exterior Trim |  |  |  |  | 0 | 0
| * TRIM MATERIAL SUPPLIER LUMPSUM | 1 | LS |  | 0 | 0 | 0
| * TRIM SUBCONTRACTOR LUMPSUM | 1 | LS |  | 0 | 0 | 0
| Rake Trim |  |  |  |  | 0 | 0
| 1x6 R/L Clear Cedar Gable Trim | 120 | LF |  | 7.65 | 7.65 | 918
| 1x4 R/L Clear Cedar Gable Trim | 120 | LF |  | 4.0967 | 4.0967 | 491.6
| 2" RC Cove Moulding Gable Trim Frieze | 73 | LF |  | 15 | 15 | 1095
| 1x12 R/L Clear Cedar Gable Trim Soffit | 120 | LF |  | 20.03 | 20.03 | 2403.6
| 1x6 R/L Clear Cedar Gable Trim Frieze | 74 | LF |  | 7.65 | 7.65 | 566.1
| 2x6x16' SPF #2 Dry Gable Trim Blocking | 0 | EA |  | 12.6 | 12.6 | 0
| 2x6x14' SPF #2 Dry Gable Trim Blocking | 0 | EA |  | 9.78 | 9.78 | 0
| Eave Trim |  |  |  |  | 0 | 0
| 1x6 R/L Clear Cedar Fascia | 128 | LF |  | 7.65 | 7.65 | 979.2
| 1x4 R/L Clear Cedar Fascia 2nd Member | 128 | LF |  | 4.0967 | 4.0967 | 524.3733
| 1x8 R/L Clear Cedar Soffit | 128 | LF |  | 10.4533 | 10.4533 | 1338.0267
| 5/4x8 R/L Clear Cedar Frieze | 58 | LF |  | 10.8083 | 10.8083 | 626.8833
| 1x4 R/L Clear Cedar Frieze | 58 | LF |  | 4.0967 | 4.0967 | 237.6067
| 3/4"x4' Cor-A-Vent Plastic Strip Cent White PS400W | 14 | EA |  | 5.52 | 5.52 | 77.28
| Corner Board Trim |  |  |  |  | 0 | 0
| 5/4x6 R/L Clear Cedar Corner Board | 82 | LF |  | 6.7625 | 6.7625 | 554.525
| 1x8x8' Clear Cedar Post Wrap Trim | 0 | LF |  | 10.4533 | 10.4533 | 0
| Water Table Trim |  |  |  |  | 0 | 0
| 5/4x10 R/L Clear Cedar Water Table | 154 | LF |  | 13.4271 | 13.4271 | 2067.7708
| 5/4x6 R/L Clear Cedar Water Table | 0 | LF |  | 6.7625 | 6.7625 | 0
| Window and Door Trim |  |  |  |  | 0 | 0
| 5/4x4 R/L Clear Cedar Window Door Side Casing | 146 | LF |  | 3.85 | 3.85 | 562.1
| 5/4x6 R/L Clear Cedar Window Door Head Casing | 48 | LF |  | 6.7625 | 6.7625 | 324.6
| RC Historic Sill Window Subsill | 40 | LF |  | 5.78 | 5.78 | 231.2
| 2x4x16' SYP #1 Treated Opening Furring | 15 | EA |  | 14.57 | 14.57 | 218.55
| Porch Roof Trim |  |  |  |  | 0 | 0
| 1x8 R/L Clear Cedar Beam Wrap Face | 200 | LF |  | 10.4533 | 10.4533 | 2090.6667
| 1x4 R/L Clear Cedar Beam Wrap Face | 200 | LF |  | 4.0967 | 4.0967 | 819.3333
| 1x8 R/L Clear Cedar Beam Wrap Bottom | 0 | LF |  | 10.4533 | 10.4533 | 0
| 1x6 R/L Clear Cedar CVG V-Groove T&G Porch Soffit | 1050 | LF |  | 8.72 | 8.72 | 9156
| Exterior Porch |  |  |  |  | 0 | 0
| 2" x 2" x 36" Clear Cedar (Baluster) | 72 | LF |  | 7 | 7 | 504
| 1x4 Mahogany Decking at Porch | 1286 | LF |  | 1.95 | 1.95 | 2507.7
| 1x10 R/L Clear Cedar (Deck Skirting) | 67 | LF |  | 16.375 | 16.375 | 1097.125
| 2" x 2" x 36" Clear Cedar (Baluster) | 135 | LF |  | 7 | 7 | 945
| Siding |  |  |  |  | 0 | 0
| * SIDING MATERIAL SUPPLIER LUMPSUM | 1 | LS |  | 0 | 0 | 0
| * SIDING SUBCONTRACTOR LUMPSUM | 1 | LS |  | 0 | 0 | 0
| Benjamin Obdyke Home Slickler Rain Screen | 10 | RL |  | 146.79 | 146.79 | 1467.9
| Natural White Cedar Shingles SBS Select R&R | 59 | BDL |  | 110.98 | 110.98 | 6547.82
0
| Fireproofing | [5 empty] | 0
| FIREPROOFING SUBCONTRACTOR LUMPSUM | 1 | LS |  | 0 | 0 | 0
|  | 1 | LS |  | 0 | 0 | 0
|  | 1 | LS |  | 0 | 0 | 0
|  | 1 | LS |  | 0 | 0 | 0
|  | 1 | LS |  | 0 | 0 | 0
| Fire Stopping | [5 empty] | 30000
| FIRE STOPPING SUBCONTRACTOR LUMPSUM | 1 | LS |  | 0 | 0 | 0
[6 empty] | 0 | 0
| 6-UNIT BUILDINGS (5-C, 6-C, 8-C, 9-C) |  |  |  |  | 0 | 0
| Labor and Material |  |  |  |  | 0 | 0
| Cost per Unit | 6 | UN |  | 750 | 750 | 18000
[6 empty] | 0 | 0
| 3-UNIT BUILDINGS (1-B, 2-B, 3-B, 4-B) |  |  |  |  | 0 | 0
| Labor and Material |  |  |  |  | 0 | 0
| Cost per Unit | 3 | UN |  | 750 | 750 | 9000
[6 empty] | 0 | 0
| HOMEOWNERSHIP (10-A, 11-A) |  |  |  |  | 0 | 0
| Labor and Material |  |  |  |  | 0 | 0
| Cost per Unit | 2 | UN |  | 750 | 750 | 3000
[6 empty] | 0 | 0
| COMMUNITY BUILDING |  |  |  |  | 0 | 0
| Labor and Material |  |  |  |  | 0 | 0
| Cost per SF |  | SF |  | 1 | 1 | 0
[6 empty] | 0 | 0
| Joint Sealants | [5 empty] | 31740.87
| JOINT SEALANTS SUBCONTRACTOR LUMPSUM | 1 | SF |  | 0 | 0 | 0
[6 empty] | 0 | 0
| 6-UNIT BUILDINGS (5-C, 6-C, 8-C, 9-C) |  |  |  |  | 0 | 0
| Labor and Material |  |  |  |  | 0 | 0
| Cost per Unit |  | SF |  | 1 | 1 | 0
[6 empty] | 0 | 0
| 3-UNIT BUILDINGS (1-B, 2-B, 3-B, 4-B) |  |  |  |  | 0 | 0
| Labor and Material |  |  |  |  | 0 | 0
| Cost per Unit |  | SF |  | 1 | 1 | 0
[6 empty] | 0 | 0
| HOMEOWNERSHIP (10-A, 11-A) |  |  |  |  | 0 | 0
| Labor and Material |  |  |  |  | 0 | 0
| Cost per Unit |  | SF |  | 1 | 1 | 0
[6 empty] | 0 | 0
| COMMUNITY BUILDING |  |  |  |  | 0 | 0
| Labor and Material |  |  |  |  | 0 | 0
| Cost per SF |  | SF |  | 1 | 1 | 0
[6 empty] | 0 | 0
| SITE |  |  |  |  | 0 | 0
| Labor and Material |  |  |  |  | 0 | 0
0
| DOORS & WINDOWS | [5 empty] | 1074305.76
| Doors, Frames, & Hardware - Material | [5 empty] | 456285
[6 empty] | 0 | 0
| INTERIOR MOLDED DOORS |  |  |  |  | 0 | 0
| 6-UNIT BUILDINGS (5-C, 6-C, 8-C, 9-C) |  |  |  |  | 0 | 0
| Material |  |  |  |  | 0 | 0
| Exterior Entry Doors | 6 | EA |  | 1000 | 1000 | 0
| Interior Unit Entry Doors | 6 | EA |  | 600 | 600 | 0
| Interior Single Doors | 36 | EA |  | 500 | 500 | 0
| Interior Double Doors | 9 | EA |  | 700 | 700 | 0
| Exterior Storage Shed Doors | 1 | EA |  | 500 | 500 | 0
| Basement Door from Stairs | 2 | EA |  | 600 | 600 | 0
| Common Area Doors | 1 | EA |  | 0 | 0 | 0
[6 empty] | 0 | 0
| 3-UNIT BUILDINGS (1-B, 2-B, 3-B, 4-B) |  |  |  |  | 0 | 0
| Material |  |  |  |  | 0 | 0
| Exterior Entry Doors | 4 | EA |  | 1000 | 1000 | 0
| Interior Unit Entry Doors | 1 | EA |  | 600 | 600 | 0
| Interior Single Doors | 17 | EA |  | 500 | 500 | 0
| Interior Double Doors | 2 | EA |  | 600 | 600 | 0
| Exterior Storage Shed Doors | 1 | EA |  | 500 | 500 | 0
| Basement Door from Stairs | 1 | EA |  | 500 | 500 | 0
| Common Area Doors | 5 | EA |  | 600 | 600 | 0
[6 empty] | 0 | 0
| HOMEOWNERSHIP (10-A, 11-A) |  |  |  |  | 0 | 0
| Material |  |  |  |  | 0 | 0
| Exterior Entry Doors | 4 | EA |  | 1000 | 1000 | 0
| Interior Single Doors | 17 | EA |  | 500 | 500 | 0
| Interior Double Doors | 1 | EA |  | 600 | 600 | 0
| Basement Door from Stairs | 4 | EA |  | 600 | 600 | 0
[6 empty] | 0 | 0
| COMMUNITY BUILDING |  |  |  |  | 0 | 0
| Material |  |  |  |  | 0 | 0
| Exterior Entry Doors | 2 | EA |  | 1000 | 1000 | 0
| Exterior Entry Double Doors | 1 | EA |  | 2500 | 2500 | 0
| Interior Single Doors | 3 | EA |  | 750 | 750 | 0
| Interior Double Doors | 1 | EA |  | 1050 | 1050 | 0
| Common Area Doors | 1 | EA |  | 1000 | 1000 | 0
[6 empty] | 0 | 0
| FIBERGLASS DOORS AND FRAMES |  |  |  |  | 0 | 0
| DOOR HARDWARE |  |  |  |  | 0 | 0
| 6-UNIT BUILDINGS (5-C, 6-C, 8-C, 9-C) |  |  |  |  | 0 | 0
| Material |  |  |  |  | 0 | 0
|  | 0 | EA |  | 0 | 0 | 0
|  | 0 | EA |  | 0 | 0 | 0
|  | 0 | EA |  | 0 | 0 | 0
|  | 0 | EA |  | 0 | 0 | 0
|  | 0 | EA |  | 0 | 0 | 0
|  | 0 | EA |  | 0 | 0 | 0
|  | 0 | EA |  | 0 | 0 | 0
[6 empty] | 0 | 0
| 3-UNIT BUILDINGS (1-B, 2-B, 3-B, 4-B) |  |  |  |  | 0 | 0
| Material |  |  |  |  | 0 | 0
|  | 0 | EA |  | 0 | 0 | 0
|  | 0 | EA |  | 0 | 0 | 0
|  | 0 | EA |  | 0 | 0 | 0
|  | 0 | EA |  | 0 | 0 | 0
|  | 0 | EA |  | 0 | 0 | 0
|  | 0 | EA |  | 0 | 0 | 0
|  | 0 | EA |  | 0 | 0 | 0
[6 empty] | 0 | 0
| HOMEOWNERSHIP (10-A, 11-A) |  |  |  |  | 0 | 0
| Material |  |  |  |  | 0 | 0
|  | 0 | EA |  | 0 | 0 | 0
|  | 0 | EA |  | 0 | 0 | 0
|  | 0 | EA |  | 0 | 0 | 0
|  | 0 | EA |  | 0 | 0 | 0
[6 empty] | 0 | 0
| COMMUNITY BUILDING |  |  |  |  | 0 | 0
| Material |  |  |  |  | 0 | 0
|  | 0 | EA |  | 0 | 0 | 0
|  | 0 | EA |  | 0 | 0 | 0
|  | 0 | EA |  | 0 | 0 | 0
|  | 0 | EA |  | 0 | 0 | 0
|  | 0 | EA |  | 0 | 0 | 0
0
| Specialty Doors | [5 empty] | 0
| SPECIALTY DOORS SUBCONTRACTOR LUMPSUM | 1 | LS |  | 0 | 0 | 0
|  | 1 | LS |  | 0 | 0 | 0
|  | 1 | LS |  | 0 | 0 | 0
|  | 1 | LS |  | 0 | 0 | 0
|  | 1 | LS |  | 0 | 0 | 0
| Overhead Doors | [5 empty] | 0
| OVERHEAD DOORS SUBCONTRACTOR LUMPSUM | 1 | LS |  | 0 | 0 | 0
|  | 1 | LS |  | 0 | 0 | 0
|  | 1 | LS |  | 0 | 0 | 0
|  | 1 | LS |  | 0 | 0 | 0
|  | 1 | LS |  | 0 | 0 | 0
| Entrances, Storefronts & Glazing | [5 empty] | 0
| ENTRANCES, STOREFRONTS & GLAZING SUBCONTRACTOR LUMPSUM | 1 | LS |  | 0 | 0 | 0
|  | 1 | LS |  | 0 | 0 | 0
|  | 1 | LS |  | 0 | 0 | 0
|  | 1 | LS |  | 0 | 0 | 0
|  | 1 | LS |  | 0 | 0 | 0
| Windows | [5 empty] | 618020.76
[6 empty] | 0 | 0
| FIBERGLASS COMPOSITE WINDOWS |  |  |  |  | 0 | 0
| 6-UNIT BUILDINGS (5-C, 6-C, 8-C, 9-C) |  |  |  |  | 0 | 0
| Material |  |  |  |  | 0 | 0
| Type A | 39 | EA |  | 0 | 0 | 0
| Type AA | 7 | EA |  | 0 | 0 | 0
| Type B | 4 | EA |  | 0 | 0 | 0
| Type C | 1 | EA |  | 0 | 0 | 0
[6 empty] | 0 | 0
| 3-UNIT BUILDINGS (1-B, 2-B, 3-B, 4-B) |  |  |  |  | 0 | 0
| Material |  |  |  |  | 0 | 0
| Type A | 17 | EA |  | 0 | 0 | 0
| Type AA | 3 | EA |  | 0 | 0 | 0
| Type B | 2 | EA |  | 0 | 0 | 0
| Type C | 4 | EA |  | 0 | 0 | 0
| Type D | 1 | EA |  | 0 | 0 | 0
[6 empty] | 0 | 0
| HOMEOWNERSHIP (10-A, 11-A) |  |  |  |  | 0 | 0
| Material |  |  |  |  | 0 | 0
| Type A | 6 | EA |  | 0 | 0 | 0
| Type AA | 5 | EA |  | 0 | 0 | 0
| Type B | 6 | EA |  | 0 | 0 | 0
| Type C | 2 | EA |  | 0 | 0 | 0
| Type D | 2 | EA |  | 0 | 0 | 0
[6 empty] | 0 | 0
| COMMUNITY BUILDING |  |  |  |  | 0 | 0
| Material |  |  |  |  | 0 | 0
| Type A | 4 | EA |  | 0 | 0 | 0
| Type B | 3 | EA |  | 0 | 0 | 0
[6 empty] | 0 | 0
| FINISHES | [5 empty] | 1863014.08
| Gypsum Wallboard | [5 empty] | 1051000
[6 empty] | 0 | 0
| 6-UNIT BUILDINGS (5-C, 6-C, 8-C, 9-C) |  |  |  |  | 0 | 0
| Walls |  |  |  |  | 0 | 0
| Exterior Walls | 6155 | SF |  | 3.5 | 3.5 | 0
| Interior Partitions | 14453 | SF |  | 3.5 | 3.5 | 0
| Level 5 Premium | 20608 | SF |  | 1.25 | 1.25 | 0
[6 empty] | 0 | 0
| Ceilings |  |  |  |  | 0 | 0
| GWB Ceiling Throughout |  | SF |  | 4 | 4 | 0
| Level 5 Premium |  | SF |  | 1.25 | 1.25 | 0
[6 empty] | 0 | 0
| 3-UNIT BUILDINGS (1-B, 2-B, 3-B, 4-B) |  |  |  |  | 0 | 0
| Walls |  |  |  |  | 0 | 0
| Exterior Walls | 2962 | SF |  | 3.5 | 3.5 | 0
| Interior Partitions | 8243 | SF |  | 3.5 | 3.5 | 0
| Level 5 Premium | 11205 | SF |  | 1.25 | 1.25 | 0
[6 empty] | 0 | 0
| Ceilings |  |  |  |  | 0 | 0
| GWB Ceiling Throughout |  | SF |  | 4 | 4 | 0
| Level 5 Premium |  | SF |  | 1.25 | 1.25 | 0
[6 empty] | 0 | 0
| HOMEOWNERSHIP (10-A, 11-A) |  |  |  |  | 0 | 0
| Walls |  |  |  |  | 0 | 0
| Exterior Walls | 2416 | SF |  | 3.5 | 3.5 | 0
| Interior Partitions | 7554 | SF |  | 3.5 | 3.5 | 0
| Level 5 Premium | 9970 | SF |  | 1.25 | 1.25 | 0
[6 empty] | 0 | 0
| Ceilings |  |  |  |  | 0 | 0
| GWB Ceiling Throughout |  | SF |  | 4 | 4 | 0
| Level 5 Premium |  | SF |  | 1.25 | 1.25 | 0
[6 empty] | 0 | 0
| COMMUNITY BUILDING |  |  |  |  | 0 | 0
| Walls |  |  |  |  | 0 | 0
| Exterior Walls | 1211 | SF |  | 3.5 | 3.5 | 0
| Interior Partitions | 1703 | SF |  | 3.5 | 3.5 | 0
| Level 5 Premium | 2914 | SF |  | 1.25 | 1.25 | 0
[6 empty] | 0 | 0
| Ceilings |  |  |  |  | 0 | 0
| GWB Ceiling Throughout |  | SF |  | 4 | 4 | 0
| Level 5 Premium |  | SF |  | 1.25 | 1.25 | 0
[6 empty] | 0 | 0
| Acoustical Ceiling Tiles | [5 empty] | 0
| ACOUSTICAL CEILING TILES SUBCONTRACTOR LUMPSUM | 1 | LS |  | 0 | 0 | 0
|  | 1 | LS |  | 0 | 0 | 0
|  | 1 | LS |  | 0 | 0 | 0
|  | 1 | LS |  | 0 | 0 | 0
|  | 1 | LS |  | 0 | 0 | 0
| Flooring | [5 empty] | 543369.87
[6 empty] | 0 | 0
| 6-UNIT BUILDINGS (5-C, 6-C, 8-C, 9-C) |  |  |  |  | 0 | 0
| Bathroom Floor Tile | 361 | SF |  | 21 | 21 | 0
| LVP Flooring | 4704 | SF |  | 9.4 | 9.4 | 0
| Sealed Concrete | 1063 | SF |  | 1.7 | 1.7 | 7228.4
| Rubber Stair Treads | 176 | LF |  | 31 | 31 | 0
[6 empty] | 0 | 0
| 3-UNIT BUILDINGS (1-B, 2-B, 3-B, 4-B) |  |  |  |  | 0 | 0
| Bathroom Floor Tile | 204 | SF |  | 21 | 21 | 0
| LVP Flooring | 2177 | SF |  | 9.4 | 9.4 | 0
| Sealed Concrete | 802 | SF |  | 1.7 | 1.7 | 5453.6
| Rubber Stair Treads | 164 | LF |  | 31 | 31 | 0
[6 empty] | 0 | 0
| HOMEOWNERSHIP (10-A, 11-A) |  |  |  |  | 0 | 0
| Units |  |  |  |  | 0 | 0
| Bathroom Floor Tile | 178 | SF |  | 21 | 21 | 0
| LVP Flooring | 1846 | SF |  | 9.4 | 9.4 | 0
| Sealed Concrete | 1487 | SF |  | 1.7 | 1.7 | 5055.8
| Rubber Stair Treads | 224 | LF |  | 31 | 31 | 0
[6 empty] | 0 | 0
| COMMUNITY BUILDING |  |  |  |  | 0 | 0
| Bathroom Floor Tile | 106 | SF |  | 21 | 21 | 0
| LVP Flooring | 557 | SF |  | 9.4 | 9.4 | 0
| Sealed Concrete | 276 | SF |  | 1.7 | 1.7 | 938.4
[6 empty] | 0 | 0
| Painting | [5 empty] | 268644.21
[6 empty] | 0 | 0
| 6-UNIT BUILDINGS (5-C, 6-C, 8-C, 9-C) |  |  |  |  | 0 | 0
| Interior |  |  |  |  | 0 | 0
| GWB Walls and Partitions | 20608 | SF |  | 0.85 | 0.85 | 0
| GWB Ceilings | 0 | SF |  | 0.95 | 0.95 | 0
| Doors | 0 | EA |  | 130 | 130 | 0
| Running Trim | 8464 | LF |  | 2.4 | 2.4 | 0
[6 empty] | 0 | 0
| 3-UNIT BUILDINGS (1-B, 2-B, 3-B, 4-B) |  |  |  |  | 0 | 0
| Interior |  |  |  |  | 0 | 0
| GWB Walls and Partitions | 11205 | SF |  | 0.85 | 0.85 | 0
| GWB Ceilings | 0 | SF |  | 0.95 | 0.95 | 0
| Doors | 0 | EA |  | 130 | 130 | 0
| Running Trim | 4168 | LF |  | 2.4 | 2.4 | 0
[6 empty] | 0 | 0
| HOMEOWNERSHIP (10-A, 11-A) |  |  |  |  | 0 | 0
| Interior |  |  |  |  | 0 | 0
| GWB Walls and Partitions | 9970 | SF |  | 0.85 | 0.85 | 0
| GWB Ceilings | 0 | SF |  | 0.95 | 0.95 | 0
| Doors | 0 | EA |  | 130 | 130 | 0
| Running Trim | 3599 | LF |  | 2.4 | 2.4 | 0
[6 empty] | 0 | 0
| COMMUNITY BUILDING |  |  |  |  | 0 | 0
| Interior |  |  |  |  | 0 | 0
| GWB Walls and Partitions | 2914 | SF |  | 0.85 | 0.85 | 0
| GWB Ceilings | 0 | SF |  | 0.95 | 0.95 | 0
| Doors | 0 | EA |  | 130 | 130 | 0
| Running Trim | 1218 | LF |  | 2.4 | 2.4 | 0
[6 empty] | 0 | 0
| SPECIALTIES | [5 empty] | 152966
| Louvers & Vents | [5 empty] | 12750
| LOUVERS & VENTS SUBCONTRACTOR LUMPSUM | 1 | LS |  | 0 | 0 | 0
[6 empty] | 0 | 0
| 6-UNIT BUILDINGS (5-C, 6-C, 8-C, 9-C) |  |  |  |  | 0 | 0
| Labor and Material |  |  |  |  | 0 | 0
| Vented Locked Louver (1'-8" x 2'-6") | 2 | EA |  | 750 | 750 | 6000
[6 empty] | 0 | 0
| 3-UNIT BUILDINGS (1-B, 2-B, 3-B, 4-B) |  |  |  |  | 0 | 0
| Labor and Material |  |  |  |  | 0 | 0
| Vented Locked Louver (1'-8" x 2'-6") | 1 | EA |  | 750 | 750 | 3000
[6 empty] | 0 | 0
| HOMEOWNERSHIP (10-A, 11-A) |  |  |  |  | 0 | 0
| Labor and Material |  |  |  |  | 0 | 0
| Vented Locked Louver (1'-8" x 2'-6") | 2 | EA |  | 750 | 750 | 3000
[6 empty] | 0 | 0
| COMMUNITY BUILDING |  |  |  |  | 0 | 0
| Labor and Material |  |  |  |  | 0 | 0
| Vented Locked Louver (1'-8" x 2'-6") | 1 | EA |  | 750 | 750 | 750
[6 empty] | 0 | 0
| Signage | [5 empty] | 10000
| SIGNAGE SUBCONTRACTOR LUMPSUM | 1 | LS |  | 0 | 0 | 0
| Building Signage | 1 | LS |  | 10000 | 10000 | 10000
[6 empty] | 0 | 0
| 6-UNIT BUILDINGS (5-C, 6-C, 8-C, 9-C) |  |  |  |  | 0 | 0
| Labor and Material |  |  |  |  | 0 | 0
| Building and unit identification | 6 | EA |  | 300 | 300 | 0
[6 empty] | 0 | 0
| 3-UNIT BUILDINGS (1-B, 2-B, 3-B, 4-B) |  |  |  |  | 0 | 0
| Labor and Material |  |  |  |  | 0 | 0
| Building and unit identification | 3 | EA |  | 300 | 300 | 0
[6 empty] | 0 | 0
| HOMEOWNERSHIP (10-A, 11-A) |  |  |  |  | 0 | 0
| Labor and Material |  |  |  |  | 0 | 0
| Building and unit identification | 2 | EA |  | 300 | 300 | 0
[6 empty] | 0 | 0
| COMMUNITY BUILDING |  |  |  |  | 0 | 0
| Labor and Material |  |  |  |  | 0 | 0
| Building and unit identification | 1 | EA |  | 300 | 300 | 0
[6 empty] | 0 | 0
| Fireplace | [5 empty] | 0
| FIREPLACES SUBCONTRACTOR LUMPSUM | 1 | LS |  | 0 | 0 | 0
|  | 1 | LS |  | 0 | 0 | 0
|  | 1 | LS |  | 0 | 0 | 0
|  | 1 | LS |  | 0 | 0 | 0
|  | 1 | LS |  | 0 | 0 | 0
| Toilet Compartments | [5 empty] | 0
| TOILET COMPARTMENTS SUBCONTRACTOR LUMPSUM | 1 | LS |  | 0 | 0 | 0
|  | 1 | LS |  | 0 | 0 | 0
|  | 1 | LS |  | 0 | 0 | 0
|  | 1 | LS |  | 0 | 0 | 0
|  | 1 | LS |  | 0 | 0 | 0
| Equipment Screen | [5 empty] | 0
| EQUIPMENT SCREEN SUBCONTRACTOR LUMPSUM | 1 | LS |  | 0 | 0 | 0
|  | 1 | LS |  | 0 | 0 | 0
|  | 1 | LS |  | 0 | 0 | 0
|  | 1 | LS |  | 0 | 0 | 0
|  | 1 | LS |  | 0 | 0 | 0
| Fire Extinguishers | [5 empty] | 11546
| FIRE EXTINGUISHERS SUBCONTRACTOR LUMPSUM | 1 | LS |  | 0 | 0 | 0
[6 empty] | 0 | 0
| 6-UNIT BUILDINGS (5-C, 6-C, 8-C, 9-C) |  |  |  |  | 0 | 0
| Labor and Material |  |  |  |  | 0 | 0
| F&I 5# ABC fire extinguisher with bracket. | 6 | EA |  | 105 | 105 | 2520
| F&I fire extinguishers. | 3 | EA |  | 105 | 105 | 1260
| F&I fire cabinets. | 3 | EA |  | 248 | 248 | 2976
[6 empty] | 0 | 0
| 3-UNIT BUILDINGS (1-B, 2-B, 3-B, 4-B) |  |  |  |  | 0 | 0
| Labor and Material |  |  |  |  | 0 | 0
| F&I 5# ABC fire extinguisher with bracket. | 3 | EA |  | 105 | 105 | 1260
| F&I fire extinguishers. | 2 | EA |  | 105 | 105 | 840
| F&I fire cabinets. | 2 | EA |  | 248 | 248 | 1984
[6 empty] | 0 | 0
| HOMEOWNERSHIP (10-A, 11-A) |  |  |  |  | 0 | 0
| Labor and Material |  |  |  |  | 0 | 0
| F&I 5# ABC fire extinguisher with bracket. | 2 | EA |  | 62 | 62 | 248
[6 empty] | 0 | 0
| COMMUNITY BUILDING |  |  |  |  | 0 | 0
| Labor and Material |  |  |  |  | 0 | 0
| F&I 5# ABC fire extinguisher with bracket. | 1 | EA |  | 105 | 105 | 105
| F&I fire extinguishers. | 1 | EA |  | 105 | 105 | 105
| F&I fire cabinets. | 1 | EA |  | 248 | 248 | 248
[6 empty] | 0 | 0
| Postal Specialties | [5 empty] | 12450
| POSTAL SPECIALTIES SUBCONTRACTOR LUMPSUM | 1 | LS |  | 0 | 0 | 0
[6 empty] | 0 | 0
| COMMUNITY BUILDING |  |  |  |  | 0 | 0
| Labor and Material |  |  |  |  | 0 | 0
| USPS approved heavy-duty, mailbox cluster box units (CBU's) | 3 | EA |  | 4150 | 4150 | 12450
[6 empty] | 0 | 0
| Awnings | [5 empty] | 0
| AWNINGS SUBCONTRACTOR LUMPSUM | 1 | LS |  | 0 | 0 | 0
|  | 1 | LS |  | 0 | 0 | 0
|  | 1 | LS |  | 0 | 0 | 0
|  | 1 | LS |  | 0 | 0 | 0
|  | 1 | LS |  | 0 | 0 | 0
| Toilet and Bath Accessories | [5 empty] | 106220
| TOILET AND BATH ACCESSORIES SUBCONTRACTOR LUMPSUM | 1 | LS |  | 0 | 0 | 0
[6 empty] | 0 | 0
| 6-UNIT BUILDINGS (5-C, 6-C, 8-C, 9-C) |  |  |  |  | 0 | 0
| Material |  |  |  |  | 0 | 0
| Recessed medicine cabinet | 6 | EA |  | 250 | 250 | 6000
| Soap dish | 6 | EA |  | 30 | 30 | 720
| 2 - 24" Towel bar | 12 | EA |  | 35 | 35 | 1680
| Recessed toilet paper holder | 6 | EA |  | 50 | 50 | 1200
| Grab Bars (ADA units) | 2 | EA |  | 50 | 50 | 400
| Double rob hook | 6 | EA |  | 25 | 25 | 600
| Shower curtain rod | 6 | EA |  | 80 | 80 | 1920
[6 empty] | 0 | 0
| 3-UNIT BUILDINGS (1-B, 2-B, 3-B, 4-B) |  |  |  |  | 0 | 0
| Material |  |  |  |  | 0 | 0
| Recessed medicine cabinet | 4 | EA |  | 250 | 250 | 4000
| Soap dish | 4 | EA |  | 30 | 30 | 480
| 2 - 24" Towel bar | 8 | EA |  | 35 | 35 | 1120
| Recessed toilet paper holder | 4 | EA |  | 50 | 50 | 800
| Grab Bars (ADA units) | 2 | EA |  | 50 | 50 | 400
| Double rob hook | 4 | EA |  | 25 | 25 | 400
| Shower curtain rod | 3 | EA |  | 80 | 80 | 960
[6 empty] | 0 | 0
| HOMEOWNERSHIP (10-A, 11-A) |  |  |  |  | 0 | 0
| Material |  |  |  |  | 0 | 0
| Recessed medicine cabinet | 4 | EA |  | 250 | 250 | 2000
| Soap dish | 4 | EA |  | 30 | 30 | 240
| 2 - 24" Towel bar | 8 | EA |  | 35 | 35 | 560
| Recessed toilet paper holder | 4 | EA |  | 50 | 50 | 400
| Double rob hook | 4 | EA |  | 25 | 25 | 200
| Shower curtain rod | 3 | EA |  | 80 | 80 | 480
[6 empty] | 0 | 0
| COMMUNITY BUILDING |  |  |  |  | 0 | 0
| Material |  |  |  |  | 0 | 0
| Surface mounted ADA compliant mirror | 2 | EA |  | 300 | 300 | 600
| Recessed toilet paper holder | 2 | EA |  | 55 | 55 | 110
| Grab Bars (ADA units) | 2 | EA |  | 50 | 50 | 100
| Wall mounted soap dispenser | 2 | EA |  | 150 | 150 | 300
| Wall mounted hand-dryer | 2 | EA |  | 650 | 650 | 1300
| Free-standing 5-gallon trash bind with lid | 2 | EA |  | 500 | 500 | 1000
[6 empty] | 0 | 0
| WIRE MESH PARTITIONS |  |  |  |  | 0 | 0
| Material |  |  |  |  | 0 | 0
| F&I Storage Partition | 313 | LF |  | 250 | 250 | 78250
| F&I Gates | 35 | EA |  | 0 | 0 | 0
[6 empty] | 0 | 0
| EQUIPMENT | [5 empty] | 237797
| Parking Control Equipment | [5 empty] | 0
| PARKING CONTROL EQUIPMENT SUBCONTRACTOR LUMPSUM | 1 | LS |  | 0 | 0 | 0
|  | 1 | LS |  | 0 | 0 | 0
|  | 1 | LS |  | 0 | 0 | 0
|  | 1 | LS |  | 0 | 0 | 0
|  | 1 | LS |  | 0 | 0 | 0
| Appliances | [5 empty] | 237797
[6 empty] | 0 | 0
| 6-UNIT BUILDINGS (5-C, 6-C, 8-C, 9-C) |  |  |  |  | 0 | 0
| Labor and Material |  |  |  |  | 0 | 0
| Residential Appliances ($2,000/Apartment) | 6 | EA |  | 2000 | 2000 | 0
| Residential Washer and Dryer (2 each, electric… $3,400/Building) | 4 | EA |  | 850 | 850 | 0
[6 empty] | 0 | 0
| 3-UNIT BUILDINGS (1-B, 2-B, 3-B, 4-B) |  |  |  |  | 0 | 0
| Labor and Material |  |  |  |  | 0 | 0
| Residential Appliances ($2,000/Apartment) | 3 | EA |  | 2000 | 2000 | 0
| Dishwasher at 3-Bedroom Units ($500/Apartment) | 1 | EA |  | 500 | 500 | 0
| Residential Washer and Dryer (2 each, electric… $3,400/Building) | 4 | EA |  | 850 | 850 | 0
[6 empty] | 0 | 0
| HOMEOWNERSHIP (10-A, 11-A) |  |  |  |  | 0 | 0
| Labor and Material |  |  |  |  | 0 | 0
| Residential Appliances ($2,000/Apartment) | 2 | EA |  | 2000 | 2000 | 0
| Dishwasher at 3-Bedroom Units ($500/Apartment) | 2 | EA |  | 500 | 500 | 0
| Residential Washer and Dryer (1 each, electric… $1,700/Building) | 2 | EA |  | 850 | 850 | 0
[6 empty] | 0 | 0
| COMMUNITY BUILDING |  |  |  |  | 0 | 0
| Labor and Material |  |  |  |  | 0 | 0
| Appliances (TBD) | 1 | EA |  | 800 | 800 | 800
[6 empty] | 0 | 0
| Trash Chutes & Compactors | [5 empty] | 0
| TRASH CHUTES & COMPACTORS SUBCONTRACTOR LUMPSUM | 1 | LS |  | 0 | 0 | 0
|  | 1 | LS |  | 0 | 0 | 0
|  | 1 | LS |  | 0 | 0 | 0
|  | 1 | LS |  | 0 | 0 | 0
|  | 1 | LS |  | 0 | 0 | 0
| Commercial Kitchen | [5 empty] | 0
| COMMERCIAL KITCHEN LUMPSUM | 1 | LS |  | 0 | 0 | 0
|  | 1 | LS |  | 0 | 0 | 0
|  | 1 | LS |  | 0 | 0 | 0
|  | 1 | LS |  | 0 | 0 | 0
|  | 1 | LS |  | 0 | 0 | 0
| FURNISHINGS | [5 empty] | 232469.55
| Cabinets | [5 empty] | 112359.75
[6 empty] | 0 | 0
| 6-UNIT BUILDINGS (5-C, 6-C, 8-C, 9-C) |  |  |  |  | 0 | 0
| Labor and Material |  |  |  |  | 0 | 0
| Kitchen Cabinets | 6 | UN |  | 4160 | 4160 | 0
| Bathroom Vanities | 6 | UN |  | 300 | 300 | 0
[6 empty] | 0 | 0
| 3-UNIT BUILDINGS (1-B, 2-B, 3-B, 4-B) |  |  |  |  | 0 | 0
| Labor and Material |  |  |  |  | 0 | 0
| Kitchen Cabinets | 3 | UN |  | 4160 | 4160 | 0
| Bathroom Vanities | 4 | UN |  | 300 | 300 | 0
[6 empty] | 0 | 0
| HOMEOWNERSHIP (10-A, 11-A) |  |  |  |  | 0 | 0
| Labor and Material |  |  |  |  | 0 | 0
| Kitchen Cabinets | 2 | UN |  | 4160 | 4160 | 0
| Bathroom Vanities | 2 | UN |  | 300 | 300 | 0
[6 empty] | 0 | 0
| COMMUNITY BUILDING |  |  |  |  | 0 | 0
| Labor and Material |  |  |  |  | 0 | 0
| Kitchen Cabinets | 1 | EA |  | 4160 | 4160 | 0
[6 empty] | 0 | 0
| Stone & Solid Surface Counters | [5 empty] | 85609.8
[6 empty] | 0 | 0
| 6-UNIT BUILDINGS (5-C, 6-C, 8-C, 9-C) |  |  |  |  | 0 | 0
| Labor and Material |  |  |  |  | 0 | 0
| Plam Countertops with Maple Edge Band | 78 | LF |  | 100 | 100 | 0
| Cultured Marble with Integral Sink Bowls | 6 | EA |  | 350 | 350 | 0
[6 empty] | 0 | 0
| 3-UNIT BUILDINGS (1-B, 2-B, 3-B, 4-B) |  |  |  |  | 0 | 0
| Labor and Material |  |  |  |  | 0 | 0
| Plam Countertops with Maple Edge Band | 38 | LF |  | 100 | 100 | 0
| Cultured Marble with Integral Sink Bowls | 4 | EA |  | 350 | 350 | 0
[6 empty] | 0 | 0
| HOMEOWNERSHIP (10-A, 11-A) |  |  |  |  | 0 | 0
| Labor and Material |  |  |  |  | 0 | 0
| Plam Countertops with Maple Edge Band | 22 | LF |  | 100 | 100 | 0
| Cultured Marble with Integral Sink Bowls | 4 | EA |  | 350 | 350 | 0
[6 empty] | 0 | 0
| COMMUNITY BUILDING |  |  |  |  | 0 | 0
| Labor and Material |  |  |  |  | 0 | 0
| Plam Countertops with Maple Edge Band | 8 | LF |  | 100 | 100 | 0
[6 empty] | 0 | 0
| Window Treatments | [5 empty] | 34500
[6 empty] | 0 | 0
| 6-UNIT BUILDINGS (5-C, 6-C, 8-C, 9-C) |  |  |  |  | 0 | 0
| Labor and Material |  |  |  |  | 0 | 0
| 1" Vinyl mini blinds | 860.6667 | SF |  | 8 | 8 | 0
[6 empty] | 0 | 0
| 3-UNIT BUILDINGS (1-B, 2-B, 3-B, 4-B) |  |  |  |  | 0 | 0
| Labor and Material |  |  |  |  | 0 | 0
| 1" Vinyl mini blinds | 408.5 | SF |  | 8 | 8 | 0
[6 empty] | 0 | 0
| HOMEOWNERSHIP (10-A, 11-A) |  |  |  |  | 0 | 0
| Labor and Material |  |  |  |  | 0 | 0
| 1" Vinyl mini blinds | 426.6667 | SF |  | 8 | 8 | 0
[6 empty] | 0 | 0
| COMMUNITY BUILDING |  |  |  |  | 0 | 0
| Labor and Material |  |  |  |  | 0 | 0
| 1" Vinyl mini blinds | 82 | SF |  | 8 | 8 | 0
[6 empty] | 0 | 0
| SPECIAL CONSTRUCTION | [5 empty] | 0
| Special Construction | [5 empty] | 0
|  | 1 | LS |  | 0 | 0 | 0
|  | 1 | LS |  | 0 | 0 | 0
|  | 1 | LS |  | 0 | 0 | 0
|  | 1 | LS |  | 0 | 0 | 0
|  | 1 | LS |  | 0 | 0 | 0
| CONVEYING SYSTEMS | [5 empty] | 0
| Elevators | [5 empty] | 0
| ELEVATORS SUBCONTRACTOR LUMPSUM | 1 | LS |  | 0 | 0 | 0
|  | 1 | LS |  | 0 | 0 | 0
|  | 1 | LS |  | 0 | 0 | 0
|  | 1 | LS |  | 0 | 0 | 0
|  | 1 | LS |  | 0 | 0 | 0
| MECHANICAL | [5 empty] | 4713710
| Fire Protection | [5 empty] | 530000
[6 empty] | 0 | 0
| 6-UNIT BUILDINGS (5-C, 6-C, 8-C, 9-C) |  |  |  |  | 0 | 0
| Labor and Material |  |  |  |  | 0 | 0
| Wet System | 1 | LS |  | 72000 | 72000 | 0
[6 empty] | 0 | 0
| 3-UNIT BUILDINGS (1-B, 2-B, 3-B, 4-B) |  |  |  |  | 0 | 0
| Labor and Material |  |  |  |  | 0 | 0
| Wet System | 1 | LS |  | 53000 | 53000 | 0
[6 empty] | 0 | 0
| HOMEOWNERSHIP (10-A, 11-A) |  |  |  |  | 0 | 0
| Labor and Material |  |  |  |  | 0 | 0
| Wet System | 0 | LS |  | 0 | 0 | 0
[6 empty] | 0 | 0
| COMMUNITY BUILDING |  |  |  |  | 0 | 0
| Labor and Material |  |  |  |  | 0 | 0
| Wet System | 0 | LS |  | 0 | 0 | 0
[6 empty] | 0 | 0
| Coordination | 1 | LS |  | 5000 | 5000 | 5000
[6 empty] | 0 | 0
| Plumbing | [5 empty] | 2351000
[6 empty] | 0 | 0
| 6-UNIT BUILDINGS (5-C, 6-C, 8-C, 9-C) |  |  |  |  | 0 | 0
| Labor and Material |  |  |  |  | 0 | 0
| Bathroom Sink & associated piping | 6 | EA |  | 0 | 0 | 0
| Toilet & associated piping | 6 | EA |  | 0 | 0 | 0
| Shower Drain & associated piping | 2 | EA |  | 0 | 0 | 0
| Standard Shower Head & associated piping | 2 | EA |  | 0 | 0 | 0
| Tubs & associated piping | 4 | EA |  | 0 | 0 | 0
| Kitchenette / kitchen Sink & associated piping | 6 | EA |  | 0 | 0 | 0
| Water Heater | 1 | LS |  | 0 | 0 | 0
| Washer machine connections | 1 | LS |  | 0 | 0 | 0
[6 empty] | 0 | 0
| 3-UNIT BUILDINGS (1-B, 2-B, 3-B, 4-B) |  |  |  |  | 0 | 0
| Labor and Material |  |  |  |  | 0 | 0
| Bathroom Sink & associated piping | 4 | EA |  | 0 | 0 | 0
| Toilet & associated piping | 4 | EA |  | 0 | 0 | 0
| Shower Drain & associated piping | 2 | EA |  | 0 | 0 | 0
| Standard Shower Head & associated piping | 2 | EA |  | 0 | 0 | 0
| Tubs & associated piping | 1 | EA |  | 0 | 0 | 0
| Kitchenette / kitchen Sink & associated piping | 3 | EA |  | 0 | 0 | 0
| Water Heater | 1 | LS |  | 0 | 0 | 0
| Washer machine connections | 1 | LS |  | 0 | 0 | 0
[6 empty] | 0 | 0
| HOMEOWNERSHIP (10-A, 11-A) |  |  |  |  | 0 | 0
| Labor and Material |  |  |  |  | 0 | 0
| Bathroom Sink & associated piping | 4 | EA |  | 0 | 0 | 0
| Toilet & associated piping | 4 | EA |  | 0 | 0 | 0
| Shower Drain & associated piping | 1 | EA |  | 0 | 0 | 0
| Tubs & associated piping | 3 | EA |  | 0 | 0 | 0
| Kitchenette / kitchen Sink & associated piping | 3 | EA |  | 0 | 0 | 0
| Water Heater | 1 | LS |  | 0 | 0 | 0
[6 empty] | 0 | 0
| COMMUNITY BUILDING |  |  |  |  | 0 | 0
| Labor and Material |  |  |  |  | 0 | 0
| Bathroom Sink & associated piping | 2 | EA |  | 0 | 0 | 0
| Toilet & associated piping | 2 | EA |  | 0 | 0 | 0
| Kitchenette / kitchen Sink & associated piping | 1 | EA |  | 0 | 0 | 0
| Water Heater | 1 | LS |  | 0 | 0 | 0
[6 empty] | 0 | 0
| Coordination | 1 | LS |  | 5000 | 5000 | 5000
[6 empty] | 0 | 0
| HVAC | [5 empty] | 1832710
[6 empty] | 0 | 0
| 6-UNIT BUILDINGS (5-C, 6-C, 8-C, 9-C) |  |  |  |  | 0 | 0
| Labor and Material |  |  |  |  | 0 | 0
| Variable Refrigerant Flow (VRF) Heat Pump System | 1 | LS |  | 350333.58 | 350333.58 | 0
| Energy Recovery Ventilation (ERV) System |  |  |  |  | 0 | 0
| Crawl Space Ventilation |  |  |  |  | 0 | 0
[6 empty] | 0 | 0
| 3-UNIT BUILDINGS (1-B, 2-B, 3-B, 4-B) |  |  |  |  | 0 | 0
| Labor and Material |  |  |  |  | 0 | 0
| Variable Refrigerant Flow (VRF) Heat Pump System | 1 | LS |  | 143510.91 | 143510.91 | 0
| Energy Recovery Ventilation (ERV) System |  |  |  |  | 0 | 0
| Crawl Space Ventilation |  |  |  |  | 0 | 0
[6 empty] | 0 | 0
| HOMEOWNERSHIP (10-A, 11-A) |  |  |  |  | 0 | 0
| Labor and Material |  |  |  |  | 0 | 0
| Variable Refrigerant Flow (VRF) Heat Pump System | 1 | LS |  | 137941.32 | 137941.32 | 0
| Energy Recovery Ventilation (ERV) System |  |  |  |  | 0 | 0
[6 empty] | 0 | 0
| COMMUNITY BUILDING |  |  |  |  | 0 | 0
| Labor and Material |  |  |  |  | 0 | 0
| Variable Refrigerant Flow (VRF) Heat Pump System | 1 | LS |  | 104392.32 | 104392.32 | 0
| Energy Recovery Ventilation (ERV) System |  |  |  |  | 0 | 0
[6 empty] | 0 | 0
| Coordination | 1 | LS |  | 5000 | 5000 | 5000
[6 empty] | 0 | 0
| ELECTRICAL | [5 empty] | 2424000
| Electrical | [5 empty] | 2424000
[6 empty] | 0 | 0
| 6-UNIT BUILDINGS (5-C, 6-C, 8-C, 9-C) |  |  |  |  | 0 | 0
| Labor and Material |  |  |  |  | 0 | 0
| Lighting and wiring devices run in MC cable with MC cable homeruns. | 1 | LS |  | 313000 | 313000 | 0
| Budget lighting and lighting controls package. |  |  |  |  | 0 | 0
| Feeders and disconnects for mechanical equipment to provide power for a complete system. |  |  |  |  | 0 | 0
| Complete Fire-Lite fire alarm system where required with devices run in FPLP cable. |  |  |  |  | 0 | 0
| Distribution system as per the Electrical Narrative. |  |  |  |  | 0 | 0
| Site conduit and pull tape for the primary electrical service. Transformers and conductors by utility company. |  |  |  |  | 0 | 0
| Site conduit and conductors for the secondary electrical service. |  |  |  |  | 0 | 0
| Site lighting and the associated conduit and conductors. |  |  |  |  | 0 | 0
| Telephone, data, and cable TV outlets, cabling, terminations, and patch panels. |  |  |  |  | 0 | 0
| Temporary lighting and power. |  |  |  |  | 0 | 0
[6 empty] | 0 | 0
| 3-UNIT BUILDINGS (1-B, 2-B, 3-B, 4-B) |  |  |  |  | 0 | 0
| Labor and Material | 1 | LS |  | 153200 | 153200 | 0
| Lighting and wiring devices run in MC cable with MC cable homeruns. |  |  |  |  | 0 | 0
| Budget lighting and lighting controls package. |  |  |  |  | 0 | 0
| Feeders and disconnects for mechanical equipment to provide power for a complete system. |  |  |  |  | 0 | 0
| Complete Fire-Lite fire alarm system where required with devices run in FPLP cable. |  |  |  |  | 0 | 0
| Distribution system as per the Electrical Narrative. |  |  |  |  | 0 | 0
| Site conduit and pull tape for the primary electrical service. Transformers and conductors by utility company. |  |  |  |  | 0 | 0
| Site conduit and conductors for the secondary electrical service. |  |  |  |  | 0 | 0
| Site lighting and the associated conduit and conductors. |  |  |  |  | 0 | 0
| Telephone, data, and cable TV outlets, cabling, terminations, and patch panels. |  |  |  |  | 0 | 0
| Temporary lighting and power. |  |  |  |  | 0 | 0
[6 empty] | 0 | 0
| HOMEOWNERSHIP (10-A, 11-A) |  |  |  |  | 0 | 0
| Labor and Material | 1 | LS |  | 130510 | 130510 | 0
| Lighting and wiring devices run in MC cable with MC cable homeruns. |  |  |  |  | 0 | 0
| Budget lighting and lighting controls package. |  |  |  |  | 0 | 0
| Feeders and disconnects for mechanical equipment to provide power for a complete system. |  |  |  |  | 0 | 0
| Complete Fire-Lite fire alarm system where required with devices run in FPLP cable. |  |  |  |  | 0 | 0
| Distribution system as per the Electrical Narrative. |  |  |  |  | 0 | 0
| Site conduit and pull tape for the primary electrical service. Transformers and conductors by utility company. |  |  |  |  | 0 | 0
| Site conduit and conductors for the secondary electrical service. |  |  |  |  | 0 | 0
| Site lighting and the associated conduit and conductors. |  |  |  |  | 0 | 0
| Telephone, data, and cable TV outlets, cabling, terminations, and patch panels. |  |  |  |  | 0 | 0
| Temporary lighting and power. |  |  |  |  | 0 | 0
[6 empty] | 0 | 0
| COMMUNITY BUILDING |  |  |  |  | 0 | 0
| Labor and Material | 1 | LS |  | 55830 | 55830 | 0
| Lighting and wiring devices run in MC cable with MC cable homeruns. |  |  |  |  | 0 | 0
| Budget lighting and lighting controls package. |  |  |  |  | 0 | 0
| Feeders and disconnects for mechanical equipment to provide power for a complete system. |  |  |  |  | 0 | 0
| Complete Fire-Lite fire alarm system where required with devices run in FPLP cable. |  |  |  |  | 0 | 0
| Distribution system as per the Electrical Narrative. |  |  |  |  | 0 | 0
| Site conduit and pull tape for the primary electrical service. Transformers and conductors by utility company. |  |  |  |  | 0 | 0
| Site conduit and conductors for the secondary electrical service. |  |  |  |  | 0 | 0
| Site lighting and the associated conduit and conductors. |  |  |  |  | 0 | 0
| Telephone, data, and cable TV outlets, cabling, terminations, and patch panels. |  |  |  |  | 0 | 0
| Temporary lighting and power. |  |  |  |  | 0 | 0
0
| SITEWORK |  |  |  |  | 0 | 0
| Labor and Material |  |  |  |  | 0 | 0
| Emergency Generator | 1 | LS |  | 20000 | 20000 | 0
[6 empty] | 0 | 0
| Coordination | 1 | LS |  | 5000 | 5000 | 5000
[6 empty] | 0 | 0
| SUBTOTALS - TRADE COST | [5 empty] | 20758806.925